## Generators
Power Plant |  |  | Capacity (MW) |  |  | No. of Units | Location
IEMOP Name | DOE Name | Plant Type | Registered | Installed | Dependable |  | Municipality/Province | City | Region
PANAY
CASA_G01, CASA_G02 | CASA | Biomass | 8, 7 | 15 | 8 | 1 | Barangay Cadilang, Passi, Iloilo, Panay | Iloilo City | 6
PEDC_U01 | PEDC U1 | Coal | 83.7 | 83.7 | 73.7 | 1 | Barangay Ingore, La Paz, Iloilo City, Iloilo | Iloilo City | 6
PEDC_U02 | PEDC U2 | Coal | 83.7 | 83.7 | 73.7 | 1 | Barangay Ingore, La Paz, Iloilo City, Iloilo | Iloilo City | 6
PEDC_U03 | PEDC U3 | Coal | 150 | 150 | 150 | 1 | Barangay Ingore, La Paz, Iloilo City, Iloilo | Iloilo City | 6
PALM_G01 | PCPC U1 | Coal | 135 | 135 | 121.5 | 1 | Sitio Puntales, Barangay Nipa, Concepcion, Iloilo | Iloilo City | 6
NABASDPP_U01, NABASDPP_U02 | AVON-NABAS | Diesel | 3, 3.4 | 7.5 | 6.4 | 2 | Barangay Unidos, Nabas, Aklan | Nabas | 6
PDPP1_U02, PDPP1_U03, PDPP1_U05 | PANAY DPP I | Diesel | 5, 5, 5 | 22.3 | 15 | 3 | Barangay Tabugon, Dingle, Iloilo | Dingle | 6
PDPP3_C, PDPP3_E, PDPP3_G, PDPP3_H | PANAY DPP III | Diesel | 12, 12, 13, 13 | 58.3 | 50 | 5 | Barangay Tabugon, Dingle, Iloilo | Dingle | 6
STBPB1_U01, STBPB1_U02, STBPB1_U03, STBPB1_U04 | PB 101 | Diesel | 6, 6, 6, 6 | 32 | 24 | 4 | Obrero, Iloilo (Iloilo City, Iloilo) | Iloilo City | 6
TIMBA_G01 | TIMBABAN HEPP | Hydroelectric | 17.8 | 18.9 | 18.9 | 3 | Barangay Ma. Cristina, Madalag, Aklan | Madalag | 6
SUWECO_G01 | VILLASIGA HEPP | Hydroelectric | 8.1 | 8.1 | 6.3 | 3 | Barangay Igsoro, Bugasong, Antique | Bugasog | 6
COSMO_G01 | COSMO SOLAR | Solar | 5.7 | 5.7 | 0 | 1 | Barangay Narat-an, Miag-ao, Iloilo | Miag-ao | 6
PWIND_G01, PWIND_G02 | NABAS WIND | Wind | 36.7, 13.2 | 36 | 21 | 2 | Barangay Pawa, Nabas, Aklan | Nabas | 6
SLWIND_G01 | TAREC | Wind | 52.9 | 54 | 54 | 1 | Barangay Sucluran, San Lorenzo, Guimaras | San Lorenzo | 6
NEGROS
KABAN_BAT | KABANKALAN BESS | BESS | 30 | 33.9 | 30 | 3 | Barangay Binucuil, Kabankalan, Negros Occidental | Kabankalan | NIR
SONEG_BAT | SOUTHERN NEGROS BESS | BESS | 10 | 14.5 | 10 | 1 | Brgy. Puhagan, Valencia, Negros Oriental | Valencia | NIR
CABI_G01 | CAB | Biomass | 12 | 25 | 12 | 2 | Barangay Calasga-an, Bais City, Negros Oriental | Bais City | NIR
FFHC_G01 | FIRST FARMERS | Biomass | 9 | 21.8 | 11.4 | 1 | Barangay Dos Hermanas, Talisay City, Negros Occidental | Talisay City | NIR
HPCO_G01, HPCO_G02 | HPCo | Biomass | 2, 9.5 | 28 | 17.7 | 1 | Silay-Hawaiian Central, Silay City, Negros Occidental | Silay City | NIR
SCBE_G01 | SAN CARLOS BIOENERGY (SBCI) | Biomass | 7.4 | 8.3 | 4.4 | 1 | San Carlos Ecozone, Barangay Palampas and Punao, San Carlos City, Negros Occidental | San Carlos City | NIR
SCBIOP_G01 | SAN CARLOS BIOPOWER (SCBP) | Biomass | 19.5 | 20 | 18 | 1 | Circumferential Road, San Carlos Economic Zone II, Barangay Palampas, San Carlos City, Negros Occidental | San Carlos City | NIR
STNEGB_G01 | SOUTH NEGROS BIOPOWER | Biomass | 25 | 25 | 22.4 | 1 | Barangay Cubay, La Carlota City, Negros Occidental | La Carlota City | NIR
NTNEGB_G01 | NORTH NEGROS BIOPOWER | Biomass | 25 | 25 | 22.4 | 1 | Barangay Sta. Teresa, Manapla, Negros Occidental | Manapala | NIR
URC_G01 | URC | Biomass | 19.7 | 46 | 20 | 2 | San Juan, Barangay Camuga, Kabankalan, Negros Occidental | Kabankalan | NIR
VMC_G01 | VMC | Biomass | 2.5 | 23 | 2.5 | 4 | VMC Compound, JJ Osorio St., Barangay XVI, Victorias City, Negros Occidental | Victorias City | NIR
VMC_G02 | VMC EXPANSION | Biomass | 35 | 40 | 40 | 1 | Barangay XVI, Victorias City, Negros Occidental | Victorias City | NIR
BISCOM_G01 | BISCOM | Biomass | 12.7 | 48.5 | 12.3 | 4 | Binalbagan, Himamaylan, Negros Occidental | Himalayan | NIR
CENPRI_U01, CENPRI_U02, CENPRI_U03, CENPRI_U04, CENPRI_U05 | CALUMANGAN DPP | Diesel | 4.4, 4.4, 4.4, 6.5, 6.5 | 31 | 25.9 | 5 | Barangay Calumangan, Bago City, Negros Occidental | Bago City | NIR
NASULO_G01 | NASULO GPP | Geothermal | 48.3 | 49.4 | 48.3 | 1 | Puhagan, Valencia, Negros Oriental | Valencia | NIR
PAL1A_U01, PAL1A_U02, PAL1A_U03, PAL2A_U01, PAL2A_U02, PAL2A_U03, PAL2A_U04 | PALINPINON GPP | Geothermal | 35.2, 34.8, 35.4, 18.8, 18.9, 18.9, 20 | 192.5 | 172.5 | 6 | Puhagan, Valencia, Negros Oriental | Valencia | NIR
AMLA_G01 | AMLAN HEPP | Hydroelectric | 0.9 | 0.8 | 0.8 | 3 | Sitio Pasalan, Barangay Silab, Amlan, Negros Oriental | Amlan | NIR
HELIOS_G01 | HELIOS | Solar | 108.1 | 132.5 | 108.1 | 1 | Brgy., Tinampa-an Cadiz City, Negros Occidental | Cadiz City | NIR
CARSOL_G01 | ISLASOL II | Solar | 27.1 | 32 | 27.2 | 1 | Barangay Cubay, La Carlota City, Negros Occidental | La Carlota City | NIR
MANSOL_G01 | ISLASOL III | Solar | 40.5 | 48.1 | 40.5 | 1 | Barangay Sta. Teresa, Manapla, Negros Occidental | Manapala | NIR
MNTSOL_G01 | MONTESOL | Solar | 14.5 | 18 | 14.4 | 1 | Barangay Tamisu, Bais City, Negros Oriental | Bais City | NIR
SACASL_G01 | SACASOL I - A & B | Solar | 19.5 | 13 | 11.7 | 1 | Barangay Punao, San Carlos, Negros Occidental | San Carlos | NIR
SACASL_G02 | SACASOL 1 - C & D | Solar | 19.8 | 23 | 17.1 | 1 | Barangay Punao, San Carlos, Negros Occidental | San Carlos | NIR
SACSUN_G01 | SACASUN | Solar | 46.8 | 59 | 46.8 | 1 | Ecozone Blvd., San Carlos Ecozone, Barangay Punao, San Carlos, Negros Occidental | San Carlos | NIR
SYLSOL_G01 | SILAY SOLAR | Solar | 20 | 25 | 22 | 1 | Barangay Rizal, Silay City, Negros Occidental | Silay City | NIR
CALASOL_G01 | CALATRAVA SPP | Solar | 137.4 | 169 | 137.4 | 1 | Barangay San Isidro, Calatrava, Negros Occidental | Calatrava | NIR
CEBU
TPC_G01 | - | Coal | 40 | 40 | 40 | 1 | Barangay Daanglusod, Toledo City, Cebu | Toledo City | 7
TPVI_U01, TPVI_U02, TPVI_U03, TPVI_U04, TPVI_U05, TPVI_U06 | - | Coal | 5.5, 5.5, 5.5, 5.5, 5.5, 5.5 | 5.5, 5.5, 5.5, 5.5, 5.5, 5.5 | 5.5, 5.5, 5.5, 5.5, 5.5, 5.5 | 6 | Barangay Bato, Toledo City, Cebu | Toledo City | 7
TOLEDO_BAT | TOLEDO BESS | BESS | 20 | 23.7 | 20 | 1 | Barangay Calong-Calong, Toledo City, Cebu | Toledo City | 7
CEDC_U01 | CEDC U1 | Coal | 83.2 | 83.7 | 82 | 1 | Barangay Daanglusod, Toledo City, Cebu | Toledo City | 7
CEDC_U02 | CEDC U2 | Coal | 83.4 | 83.7 | 82 | 1 | Barangay Daanglusod, Toledo City, Cebu | Toledo City | 7
CEDC_U03 | CEDC U3 | Coal | 83.1 | 83.7 | 82 | 1 | Barangay Daanglusod, Toledo City, Cebu | Toledo City | 7
KSPC_G01 | KSPC U1 | Coal | 103 | 110.5 | 93.3 | 1 | Barangay Colon, Naga City, Cebu | Naga City | 7
KSPC_G02 | KSPC U2 | Coal | 103 | 110.5 | 93.3 | 1 | Barangay Colon, Naga City, Cebu | Naga City | 7
TPC_G02 | TPC 1A EXPANSION | Coal | 83.6 | 83.7 | 82 | 1 | Barangay Daang-lusod, Toledo City, Cebu | Toledo City | 7
THVI_U01 | TVI U1 | Coal | 169 | 169 | 150 | 1 | Sitio Looc, Barangay Bato, Toledo City, Cebu | Toledo City | 7
THVI_U02 | TVI U2 | Coal | 169 | 169 | 150 | 1 | Sitio Looc, Barangay Bato, Toledo City, Cebu | Toledo City | 7
CARMENDPP_U01, CARMENDPP_U02, CARMENDPP_U3, CARMENDPP_U04 | TPC (Carmen Station) | Diesel | 10, 10, 10, 10 | 34.4 | 30 | 4 | Daang-Lungsod, Toledo City, Cebu | Toledo City | 7
EAUC_U01, EAUC_U02, EAUC_U03, EAUC_U04, EAUC_U05 | EAST ASIA UTILITIES (MEPZA) | Diesel | 11.5, 11, 11.5, 11.5 | 37.2 | 34.5 | 4 | Barrio Ibo, MEPZ, Lapu-Lapu City, (Cebu City), Cebu | Lapu-Lapu City | 7
CPPC_U01, CPPC_U02, CPPC_U03, CPPC_U04, CPPC_U05, CPPC_U06, CPPC_U07, CPPC_U08, CPPC_U09, CPPC_U10, | CEBU PRIVATE POWER | Diesel | 6.5, 6.5, 6.5, 6.5, 6.5, 6.5, 6.5, 6.5, 6.5, 6.5 | 70.6 | 64 | 10 | Old VECO Compound, Barangay Ermita, Carbon, Cebu City | Carbon | 7
TOLSOL_G01 | FIRST TOLEDO SOLAR | Solar | 48 | 60 | 49 | 1 | Hacienda Baltao, Talavera, Toledo, Cebu | Toledo | 7
BOHOL
UBAY_BAT | UBAY_BESS | BESS | 20 | 21.4 | 20 | 1 | Barangay Imelda, Ubay, Bohol | Ubay | 7
BIDPP_G01 | BOHOL IN-ISLAND DPP | Diesel | 54 | 66.8 | 60 | 42 | Brgy. Imelda, Ubay, Bohol | Ubay | 7
BDPP_U01, BDPP_U02, BDPP_U03, BDPP_U04 | BOHOL DPP | Diesel | 4, 4, 4, 4 | 22.1 | 16 | 4 | Dampas District, Tagbilaran City, Boho | Tagbilaran City | 7
TPLPB4_U01, TPLPB4_U02, TPLPB4_U03, TPLPB4_U04 | PB 104 | Diesel | 7, 7, 7, 8 | 32 | 29 | 4 | Tapal Wharf, Ubay, Bohol | Ubaty | 7
JANOPO_G01 | JANOPOL HEPP | Hydroelectric | 5 | 5 | 0 | 2 | Sto. Niño, Balilihan, Bohol | Balilihan | 7
LOBOC_G01 | LOBOC HEPP | Hydroelectric | 1.2 | 1.2 | 1.2 | 3 | Barangay Gotozon, Loboc, Bohol | Loboc | 7
LOBOC_G02 | LOBOC HEPP 2 | Hydroelectric | 1.2 | 1.2 | 0 | 1 | Barangay Gotozon, Loboc, Bohol | Loboc | 7
SEVILL_G01 | SEVILLA HEPP | Hydroelectric | 2.5 | 2.7 | 2.5 | 2 | Barangay Ewon, Sevilla, Boho | Sevilla | 7
DAGSOL_G01 | DAGOHOY SPP | Solar | 20.2 | 27.1 | 20.2 | 1 | Dagohoy, Bohol | Dagohoy | 7
LEYTE-SAMAR
UTH_G01 | - | Geothermal | 14.2 | 14.2 | 14.2 | 1 | Barangay Tongonan, Kananga, Leyte | Ormoc | 8
TAFT_G01 | - | Hydroelectric | 15.2 | 15.2 | 15.2 | 1 | Barangay San Rafael, Taft, Samar | Eastern Samar | 8
ORMOC_BAT | ORMOC PH 1&2 BESS | BESS | 40 | 40 | 40 | 20 | Barangay Milagro, Municipality of Ormoc, Province of Leyte | Ormoc | 8
IASMOD_G01, IASMOD_G02, IASMOD_G03, IASMOD_G04, IASMOD_G05, IASMOD_G06 | Isabel Modular Diesel Ancillary Service Power Plant | Diesel | 10, 10.10, 15.10, 10.2, 15.1, 10.2 | 86.3 | 70.7 | 80 | Barangay Libertad, Isabel, Leyte | Isabel | 8
CLBYBNK_G01 | CALBAYOG BCFDPP | Diesel | 10.9 | 11.2 | 10.6 | 2 | Purok 1, Sitio Looc, Barangay Carayman, Calbayog City, Samar | Calbayog City | 8
LGPP_G01 | TONGONAN I GPP | Geothermal | 113.5 | 123 | 115.4 | 3 | Barangay Tongonan, Kananga, Leyte | Kananga | 8
LEYTE_A | UNIFIED LEYTE | Geothermal | 490.10 | 610.2 | 551.4 | 18 | Barangay Tongonan, Ormoc and Barangays Lim-ao and Tongonan, Kananga, Leyte | Ormoc and Kananga | 8
ISIDROSOL_G01 | - | Solar | 100.5 | 100.5 | 100.5 | 1 | San Isidro, Leyte | San Isidro | 8
TAFTSOL_G01 | - | Solar | 17.5 | 17.5 | 17.5 | 1 | Barangay San Rafael, Eastern Samar | Eastern Samar | 8
SEPSOL_G01 | SEPALCO | Solar | 40.5 | 49.8 | 42 | 1 | Barangay Castilla, Palo, Leyte | Palo | 8
PHSOL_G01 | SOLEQ | Solar | 24.5 | 30.4 | 24.5 | 1 | Barangay Dolores, Ormoc, Leyte | Ormoc | 8

## Lines
IEMOP Line Name | TDP Line Name | TDP Source |  | From | To | Base kV | Line Capacity (in MVA) | Base MVA | Base Z | Size (in MCM) | Type | Length (in km) | Length (in kft) | R (ohm/kft) | R (ohm/km) | Xcap (megohm-kft) | X (Megaohm/kft) | X (Megaohm/km) | Complex | Y + jB | B (S/kft) | R (ohm) | X (ohm)
|  | Page | Year
PANAY
NABA_PAN1 196 MVA | Panitan-Nabas 138kV Transmission Line 2 Project | 87 | 2019-2040 | Nabas | Panit-an | 138 | 196 | 100 | 190.44 | 795 | ACSR | 95 | 311.6798 | 0.0242 | 0.079396 | 0.482 | 0.0756 | 0.24803 | 0.0793963254593176+248031.496062992i | 1.29058536995032E-12-0.00000403174603174562i | -4.0317e-06 | -10.6945 | 7.5427
NABA_PAN2 196 MVA |  |  |  | Nabas | Panit-an | 138 | 196 | 100 | 190.44 | 795 | ACSR | 95 | 311.6798 | 0.0242 | 0.079396 | 0.482 | 0.0756 | 0.24803 | 0.0793963254593176+248031.496062992i | 1.29058536995032E-12-0.00000403174603174562i | -4.0317e-06 | -10.6945 | 7.5427
DING_PAN1 196 MVA | Overpass Turbo (assumed ST-DC) |  |  | Dingle | Panit-an | 138 | 196 | 100 | 190.44 | 795 | ACSR | 53.61 | 175.8858 | 0.0242 | 0.079396 | 0.482 | 0.0756 | 0.24803 | 0.0793963254593176+248031.496062992i | 1.29058536995032E-12-0.00000403174603174562i | -4.0317e-06 | -10.6945 | 4.2564
DING_PAN2 196 MVA |  |  |  | Dingle | Panit-an | 138 | 196 | 100 | 190.44 | 795 | ACSR | 53.61 | 175.8858 | 0.0242 | 0.079396 | 0.482 | 0.0756 | 0.24803 | 0.0793963254593176+248031.496062992i | 1.29058536995032E-12-0.00000403174603174562i | -4.0317e-06 | -10.6945 | 4.2564
BARO_DIN1 196 MVA | Overpass Turbo (assumed ST-DC) |  |  | Barotac Viejo | Dingle | 138 | 196 | 100 | 190.44 | 795 | ACSR | 31.09 | 102.0013 | 0.0242 | 0.079396 | 0.482 | 0.0756 | 0.24803 | 0.0793963254593176+248031.496062992i | 1.29058536995032E-12-0.00000403174603174562i | -4.0317e-06 | -10.6945 | 2.4684
BARO_DIN2 196 MVA |  |  |  | Barotac Viejo | Dingle | 138 | 196 | 100 | 190.44 | 795 | ACSR | 31.09 | 102.0013 | 0.0242 | 0.079396 | 0.482 | 0.0756 | 0.24803 | 0.0793963254593176+248031.496062992i | 1.29058536995032E-12-0.00000403174603174562i | -4.0317e-06 | -10.6945 | 2.4684
BARO_DIN3 196 MVA |  |  |  | Barotac Viejo | Dingle | 138 | 196 | 100 | 190.44 | 795 | ACSR | 31.09 | 102.0013 | 0.0242 | 0.079396 | 0.482 | 0.0756 | 0.24803 | 0.0793963254593176+248031.496062992i | 1.29058536995032E-12-0.00000403174603174562i | -4.0317e-06 | -10.6945 | 2.4684
STBA_DIN1 196 MVA | Sta. Barbara-Dingle 138 kV Line 3 Project | 85 | 2014-2015 | Sta. Barbara S/S | Dingle | 138 | 196 | 100 | 190.44 | 795 | ACSR | 24 | 78.7402 | 0.0242 | 0.079396 | 0.482 | 0.0756 | 0.24803 | 0.0793963254593176+248031.496062992i | 1.29058536995032E-12-0.00000403174603174562i | -4.0317e-06 | -10.6945 | 1.9055
STBA_DIN2 196 MVA |  |  |  | Sta. Barbara S/S | Dingle | 138 | 196 | 100 | 190.44 | 795 | ACSR | 24 | 78.7402 | 0.0242 | 0.079396 | 0.482 | 0.0756 | 0.24803 | 0.0793963254593176+248031.496062992i | 1.29058536995032E-12-0.00000403174603174562i | -4.0317e-06 | -10.6945 | 1.9055
BARO_CNP1 392 MVA | Overpass Turbo (assumed ST-DC) |  |  | Barotac Viejo | Concepcion | 138 | 392 | 100 | 190.44 | 795 | ACSR | 42.19 | 138.4186 | 0.0242 | 0.079396 | 0.482 | 0.0756 | 0.24803 | 0.0793963254593176+248031.496062992i | 1.29058536995032E-12-0.00000403174603174562i | -4.0317e-06 | -10.6945 | 3.3497
BARO_CNP2 392 MVA |  |  |  | Barotac Viejo | Concepcion | 138 | 392 | 100 | 190.44 | 795 | ACSR | 42.19 | 138.4186 | 0.0242 | 0.079396 | 0.482 | 0.0756 | 0.24803 | 0.0793963254593176+248031.496062992i | 1.29058536995032E-12-0.00000403174603174562i | -4.0317e-06 | -10.6945 | 3.3497
STBA_SNJ1 196 MVA | Overpass Turbo |  |  | Sta. Barbara S/S | San Jose | 138 | 196 | 100 | 190.44 | 795 | ACSR | 93.33 | 306.2008 | 0.0242 | 0.079396 | 0.482 | 0.0756 | 0.24803 | 0.0793963254593176+248031.496062992i | 1.29058536995032E-12-0.00000403174603174562i | -4.0317e-06 | -10.6945 | 7.4101
ILO_STB1 409 MVA | Overpass Turbo (assumed ST-DC) |  |  | Iloilo 1 | Sta. Barbara S/S | 138 | 409 | 100 | 190.44 | 795 | ACSR | 17.15 | 56.2664 | 0.0242 | 0.079396 | 0.482 | 0.0756 | 0.24803 | 0.0793963254593176+248031.496062992i | 1.29058536995032E-12-0.00000403174603174562i | -4.0317e-06 | -10.6945 | 1.3616
ILO_STB2 409 MVA |  |  |  | Iloilo 1 | Sta. Barbara S/S | 138 | 409 | 100 | 190.44 | 795 | ACSR | 17.15 | 56.2664 | 0.0242 | 0.079396 | 0.482 | 0.0756 | 0.24803 | 0.0793963254593176+248031.496062992i | 1.29058536995032E-12-0.00000403174603174562i | -4.0317e-06 | -10.6945 | 1.3616
STBA_BNTI 63 MVA |  |  |  | Sta. Barbara S/S | Banuyao Tap | 69 | 63 | 100 | 47.61 | 795 | ACSR | 12.5 | 41.0105 | 0.0242 | 0.079396 | 0.482 | 0.0756 | 0.24803 | 0.0793963254593176+248031.496062992i | 1.29058536995032E-12-0.00000403174603174562i | -4.0317e-06 | -10.6945 | 0.99245
BANT_BVI1 63 MVA |  |  |  | Banuyao Tap | Buenavista | 69 | 63 | 100 | 47.61 | 795 | ACSR | 7.5 | 24.6063 | 0.0242 | 0.079396 | 0.482 | 0.0756 | 0.24803 | 0.0793963254593176+248031.496062992i | 1.29058536995032E-12-0.00000403174603174562i | -4.0317e-06 | -10.6945 | 0.59547
NEGROS
GAH_BAR1 444 MVA | Overpass Turbo (assumed ST-DC) |  |  | Gahit CTS | Barotac Viejo | 230 | 444 | 100 | 529 | 795 | ACSR | 18.5 | 60.6955 | 0.0242 | 0.079396 | 0.482 | 0.0756 | 0.24803 | 0.0793963254593176+248031.496062992i | 1.29058536995032E-12-0.00000403174603174562i | -4.0317e-06 | -10.6945 | 1.4688
GAH_BAR2 444 MVA |  |  |  | Gahit CTS | Barotac Viejo | 230 | 444 | 100 | 529 | 795 | ACSR | 18.5 | 60.6955 | 0.0242 | 0.079396 | 0.482 | 0.0756 | 0.24803 | 0.0793963254593176+248031.496062992i | 1.29058536995032E-12-0.00000403174603174562i | -4.0317e-06 | -10.6945 | 1.4688
GCTS_GAH1 638 MVA |  |  |  | Gahit CTS | Gahit | 230 | 638 | 100 | 529 | 795 | ACSR | 1 | 3.2808 | 0.0242 | 0.079396 | 0.482 | 0.0756 | 0.24803 | 0.0793963254593176+248031.496062992i | 1.29058536995032E-12-0.00000403174603174562i | -4.0317e-06 | -10.6945 | 0.079396
GCTS_GAH2 638 MVA |  |  |  | Gahit CTS | Gahit | 230 | 638 | 100 | 529 | 795 | ACSR | 1 | 3.2808 | 0.0242 | 0.079396 | 0.482 | 0.0756 | 0.24803 | 0.0793963254593176+248031.496062992i | 1.29058536995032E-12-0.00000403174603174562i | -4.0317e-06 | -10.6945 | 0.079396
GAHIT_BCL1 638 MVA |  |  |  | Gahit | Bacolod | 230 | 638 | 100 | 529 | 795 | ACSR | 29 | 95.1444 | 0.0242 | 0.079396 | 0.482 | 0.0756 | 0.24803 | 0.0793963254593176+248031.496062992i | 1.29058536995032E-12-0.00000403174603174562i | -4.0317e-06 | -10.6945 | 2.3025
GAHIT_BCL2 638 MVA |  |  |  | Gahit | Bacolod | 230 | 638 | 100 | 529 | 795 | ACSR | 29 | 95.1444 | 0.0242 | 0.079396 | 0.482 | 0.0756 | 0.24803 | 0.0793963254593176+248031.496062992i | 1.29058536995032E-12-0.00000403174603174562i | -4.0317e-06 | -10.6945 | 2.3025
CADI_GAH1 1276 MVA |  |  |  | Cadiz | Gahit | 230 | 1276 | 100 | 529 | 795 | ACSR | 36 | 118.1102 | 0.0242 | 0.079396 | 0.482 | 0.0756 | 0.24803 | 0.0793963254593176+248031.496062992i | 1.29058536995032E-12-0.00000403174603174562i | -4.0317e-06 | -10.6945 | 2.8583
CADI_GAH2 1276 MVA |  |  |  | Cadiz | Gahit | 230 | 1276 | 100 | 529 | 795 | ACSR | 36 | 118.1102 | 0.0242 | 0.079396 | 0.482 | 0.0756 | 0.24803 | 0.0793963254593176+248031.496062992i | 1.29058536995032E-12-0.00000403174603174562i | -4.0317e-06 | -10.6945 | 2.8583
CAY_CAD1 1276 MVA | Cebu-Negros-Panay 230kV Backbone Project - Stage 3 | 103 | 2023-2040 | Calatrava | Cadiz | 230 | 1276 | 100 | 529 | 795 | ACSR | 80 | 262.4672 | 0.0242 | 0.079396 | 0.482 | 0.0756 | 0.24803 | 0.0793963254593176+248031.496062992i | 1.29058536995032E-12-0.00000403174603174562i | -4.0317e-06 | -10.6945 | 6.3517
CAY_CAD2 1276 MVA |  |  |  | Calatrava | Cadiz | 230 | 1276 | 100 | 529 | 795 | ACSR | 80 | 262.4672 | 0.0242 | 0.079396 | 0.482 | 0.0756 | 0.24803 | 0.0793963254593176+248031.496062992i | 1.29058536995032E-12-0.00000403174603174562i | -4.0317e-06 | -10.6945 | 6.3517
HELI_CAD1 196 MVA | Overpass Turbo (assumed ST-DC) |  |  | Helios | Cadiz | 138 | 196 | 100 | 190.44 | 795 | ACSR | 1.7 | 5.5774 | 0.0242 | 0.079396 | 0.482 | 0.0756 | 0.24803 | 0.0793963254593176+248031.496062992i | 1.29058536995032E-12-0.00000403174603174562i | -4.0317e-06 | -10.6945 | 0.13497
CCTS_CAL1 196 MVA |  |  |  | Calatrava CTS | Calatrava | 230 | 196 | 100 | 529 | 795 | ACSR | 1.3 | 4.2651 | 0.0242 | 0.079396 | 0.482 | 0.0756 | 0.24803 | 0.0793963254593176+248031.496062992i | 1.29058536995032E-12-0.00000403174603174562i | -4.0317e-06 | -10.6945 | 0.10322
CCTS_CAL2 196 MVA |  |  |  | Calatrava CTS | Calatrava | 230 | 196 | 100 | 529 | 795 | ACSR | 1.3 | 4.2651 | 0.0242 | 0.079396 | 0.482 | 0.0756 | 0.24803 | 0.0793963254593176+248031.496062992i | 1.29058536995032E-12-0.00000403174603174562i | -4.0317e-06 | -10.6945 | 0.10322
CALA_SCW1 95.6 MVA | Cebu-Negros-Panay 230kV Backbone Project - Stage 3 | 103 | 2023-2040 | Calatrava | San Carlos Switching Station | 69 | 95.6 | 100 | 47.61 | 795 | ACSR | 5.6 | 18.3727 | 0.0242 | 0.079396 | 0.482 | 0.0756 | 0.24803 | 0.0793963254593176+248031.496062992i | 1.29058536995032E-12-0.00000403174603174562i | -4.0317e-06 | -10.6945 | 0.44462
CALA_SCW2 95.6 MVA |  |  |  | Calatrava | San Carlos Switching Station | 69 | 95.6 | 100 | 47.61 | 795 | ACSR | 5.6 | 18.3727 | 0.0242 | 0.079396 | 0.482 | 0.0756 | 0.24803 | 0.0793963254593176+248031.496062992i | 1.29058536995032E-12-0.00000403174603174562i | -4.0317e-06 | -10.6945 | 0.44462
BACO_CAD1 196 MVA | Overpass Turbo (assumed ST-DC) |  |  | Bacolod | Cadiz | 138 | 196 | 100 | 190.44 | 795 | ACSR | 47.5 | 155.8399 | 0.0242 | 0.079396 | 0.482 | 0.0756 | 0.24803 | 0.0793963254593176+248031.496062992i | 1.29058536995032E-12-0.00000403174603174562i | -4.0317e-06 | -10.6945 | 3.7713
BCL_NNG1 196 MVA |  |  |  | Bacolod | Cadiz | 138 | 196 | 100 | 190.44 | 795 | ACSR | 47.5 | 155.8399 | 0.0242 | 0.079396 | 0.482 | 0.0756 | 0.24803 | 0.0793963254593176+248031.496062992i | 1.29058536995032E-12-0.00000403174603174562i | -4.0317e-06 | -10.6945 | 3.7713
KABA_BAC1 196 MVA |  |  |  | Kabankalan | Bacolod | 138 | 196 | 100 | 190.44 | 795 | ACSR | 70 | 229.6588 | 0.0242 | 0.079396 | 0.482 | 0.0756 | 0.24803 | 0.0793963254593176+248031.496062992i | 1.29058536995032E-12-0.00000403174603174562i | -4.0317e-06 | -10.6945 | 5.5577
KABA_BAC2 196 MVA |  |  |  | Kabankalan | Bacolod | 138 | 196 | 100 | 190.44 | 795 | ACSR | 70 | 229.6588 | 0.0242 | 0.079396 | 0.482 | 0.0756 | 0.24803 | 0.0793963254593176+248031.496062992i | 1.29058536995032E-12-0.00000403174603174562i | -4.0317e-06 | -10.6945 | 5.5577
KABA_KEB1 196 MVA |  |  |  | Kabankalan | Kabankalan BESS | 138 | 196 | 100 | 190.44 | 795 | ACSR | 0.11 | 0.36089 | 0.0242 | 0.079396 | 0.482 | 0.0756 | 0.24803 | 0.0793963254593176+248031.496062992i | 1.29058536995032E-12-0.00000403174603174562i | -4.0317e-06 | -10.6945 | 0.0087336
KABA_MAB1 196 MVA |  |  |  | Kabankalan | Mabinay | 138 | 196 | 100 | 190.44 | 795 | ACSR | 33.5 | 109.9081 | 0.0242 | 0.079396 | 0.482 | 0.0756 | 0.24803 | 0.0793963254593176+248031.496062992i | 1.29058536995032E-12-0.00000403174603174562i | -4.0317e-06 | -10.6945 | 2.6598
KABA_MAB2 196 MVA |  |  |  | Kabankalan | Mabinay | 138 | 196 | 100 | 190.44 | 795 | ACSR | 33.5 | 109.9081 | 0.0242 | 0.079396 | 0.482 | 0.0756 | 0.24803 | 0.0793963254593176+248031.496062992i | 1.29058536995032E-12-0.00000403174603174562i | -4.0317e-06 | -10.6945 | 2.6598
AMLA_MAB1 196 MVA |  |  |  | Amlan | Mabinay | 138 | 196 | 100 | 190.44 | 795 | ACSR | 45 | 147.6378 | 0.0242 | 0.079396 | 0.482 | 0.0756 | 0.24803 | 0.0793963254593176+248031.496062992i | 1.29058536995032E-12-0.00000403174603174562i | -4.0317e-06 | -10.6945 | 3.5728
AMLA_MAB2 196 MVA |  |  |  | Amlan | Mabinay | 138 | 196 | 100 | 190.44 | 795 | ACSR | 45 | 147.6378 | 0.0242 | 0.079396 | 0.482 | 0.0756 | 0.24803 | 0.0793963254593176+248031.496062992i | 1.29058536995032E-12-0.00000403174603174562i | -4.0317e-06 | -10.6945 | 3.5728
PGP1_AML1 196 MVA |  |  |  | PGPP1 | Amlan | 138 | 186 | 100 | 190.44 | 795 | ACSR | 19.5 | 63.9764 | 0.0242 | 0.079396 | 0.482 | 0.0756 | 0.24803 | 0.0793963254593176+248031.496062992i | 1.29058536995032E-12-0.00000403174603174562i | -4.0317e-06 | -10.6945 | 1.5482
PGP1_AML2 196 MVA |  |  |  | PGPP1 | Amlan | 138 | 196 | 100 | 190.44 | 795 | ACSR | 19.5 | 63.9764 | 0.0242 | 0.079396 | 0.482 | 0.0756 | 0.24803 | 0.0793963254593176+248031.496062992i | 1.29058536995032E-12-0.00000403174603174562i | -4.0317e-06 | -10.6945 | 1.5482
AMLA_PG21 196 MVA |  |  |  | Amlan | PGPP2 | 138 | 196 | 100 | 190.44 | 795 | ACSR | 21.5 | 70.5381 | 0.0242 | 0.079396 | 0.482 | 0.0756 | 0.24803 | 0.0793963254593176+248031.496062992i | 1.29058536995032E-12-0.00000403174603174562i | -4.0317e-06 | -10.6945 | 1.707
AMLA_PG22 196 MVA |  |  |  | Amlan | PGPP2 | 138 | 196 | 100 | 190.44 | 795 | ACSR | 21.5 | 70.5381 | 0.0242 | 0.079396 | 0.482 | 0.0756 | 0.24803 | 0.0793963254593176+248031.496062992i | 1.29058536995032E-12-0.00000403174603174562i | -4.0317e-06 | -10.6945 | 1.707
CEBU
TALA_CAL1 444 MVA | Overpass Turbo (assumed ST-DC) |  |  | Talavera CTS | Calatrava CTS | 230 | 444 | 100 | 529 | 1600 | Submarine | 26.17 | 85.8596 | 8.44e-06 | 2.769e-05 | - | 7.56e-05 | 0.00024803 | 0.00000844+0.0000756i | 1458.54376225764-13064.6810932083i | -13064.6811 | -10.695 | 0.00022087
TALA_CAL2 444 MVA |  |  |  | Talavera CTS | Calatrava CTS | 230 | 444 | 100 | 529 | 1600 | Submarine | 26.17 | 85.8596 | 8.44e-06 | 2.769e-05 | - | 7.56e-05 | 0.00024803 | 0.00000844+0.0000756i | 1458.54376225764-13064.6810932083i | -13064.6811 | -10.695 | 0.00022087
MAGD_TAL1 1276 MVA | Cebu-Negros-Panay 230kV Backbone Project - Stage 3 | 103 | 2023-2040 | Magdugo | Talavera CTS | 230 | 1276 | 100 | 529 | 795 | ACSR | 8 | 26.2467 | 0.0242 | 0.079396 | 0.482 | 0.0756 | 0.24803 | 0.0793963254593176+248031.496062992i | 1.29058536995032E-12-0.00000403174603174562i | -4.0317e-06 | -10.6945 | 0.63517
MAGD_TAL2 1276 MVA |  |  |  | Magdugo | Talavera CTS | 230 | 1276 | 100 | 529 | 795 | ACSR | 8 | 26.2467 | 0.0242 | 0.079396 | 0.482 | 0.0756 | 0.24803 | 0.0793963254593176+248031.496062992i | 1.29058536995032E-12-0.00000403174603174562i | -4.0317e-06 | -10.6945 | 0.63517
MAGD_TVT1 1276 MVA | Overpass Turbo (assumed ST-DC) |  |  | Magdugo | Therma Visayas | 230 | 1276 | 100 | 529 | 795 | ACSR | 7.14 | 23.4252 | 0.0242 | 0.079396 | 0.482 | 0.0756 | 0.24803 | 0.0793963254593176+248031.496062992i | 1.29058536995032E-12-0.00000403174603174562i | -4.0317e-06 | -10.6945 | 0.56689
MAGD_TVT2 1276 MVA |  |  |  | Magdugo | Therma Visayas | 230 | 1276 | 100 | 529 | 795 | ACSR | 7.14 | 23.4252 | 0.0242 | 0.079396 | 0.482 | 0.0756 | 0.24803 | 0.0793963254593176+248031.496062992i | 1.29058536995032E-12-0.00000403174603174562i | -4.0317e-06 | -10.6945 | 0.56689
MAGD_DMA1 1276 MVA |  |  |  | Magdugo | Dumanjug | 230 | 1276 | 100 | 529 | 795 | ACSR | 42.02 | 137.8609 | 0.0242 | 0.079396 | 0.482 | 0.0756 | 0.24803 | 0.0793963254593176+248031.496062992i | 1.29058536995032E-12-0.00000403174603174562i | -4.0317e-06 | -10.6945 | 3.3362
MAGD_DMA2 1276 MVA |  |  |  | Magdugo | Dumanjug | 230 | 1276 | 100 | 529 | 795 | ACSR | 42.02 | 137.8609 | 0.0242 | 0.079396 | 0.482 | 0.0756 | 0.24803 | 0.0793963254593176+248031.496062992i | 1.29058536995032E-12-0.00000403174603174562i | -4.0317e-06 | -10.6945 | 3.3362
CEBU_MGD1 1276 MVA | Cebu-Negros-Panay 230kV Backbone Project - Stage 3 | 103 | 2023-2040 | Cebu | Magdugo | 230 | 1276 | 100 | 529 | 795 | ACSR | 33 | 108.2677 | 0.0242 | 0.079396 | 0.482 | 0.0756 | 0.24803 | 0.0793963254593176+248031.496062992i | 1.29058536995032E-12-0.00000403174603174562i | -4.0317e-06 | -10.6945 | 2.6201
CEBU_MGD2 1276 MVA |  |  |  | Cebu | Magdugo | 230 | 1276 | 100 | 529 | 795 | ACSR | 33 | 108.2677 | 0.0242 | 0.079396 | 0.482 | 0.0756 | 0.24803 | 0.0793963254593176+248031.496062992i | 1.29058536995032E-12-0.00000403174603174562i | -4.0317e-06 | -10.6945 | 2.6201
COLO_MGD1 392 MVA |  |  |  | Colon | Magdugo | 138 | 392 | 100 | 190.44 | 795 | ACSR | 17 | 55.7743 | 0.0242 | 0.079396 | 0.482 | 0.0756 | 0.24803 | 0.0793963254593176+248031.496062992i | 1.29058536995032E-12-0.00000403174603174562i | -4.0317e-06 | -10.6945 | 1.3497
COLO_MGD2 392 MVA |  |  |  | Colon | Magdugo | 138 | 392 | 100 | 190.44 | 795 | ACSR | 17 | 55.7743 | 0.0242 | 0.079396 | 0.482 | 0.0756 | 0.24803 | 0.0793963254593176+248031.496062992i | 1.29058536995032E-12-0.00000403174603174562i | -4.0317e-06 | -10.6945 | 1.3497
COLO_MGD3 392 MVA |  |  |  | Colon | Magdugo | 138 | 392 | 100 | 190.44 | 795 | ACSR | 17 | 55.7743 | 0.0242 | 0.079396 | 0.482 | 0.0756 | 0.24803 | 0.0793963254593176+248031.496062992i | 1.29058536995032E-12-0.00000403174603174562i | -4.0317e-06 | -10.6945 | 1.3497
MAGD_DNL1 392 MVA |  |  |  | Magdugo | Daanglungsod | 138 | 392 | 100 | 190.44 | 795 | ACSR | 5 | 16.4042 | 0.0242 | 0.079396 | 0.482 | 0.0756 | 0.24803 | 0.0793963254593176+248031.496062992i | 1.29058536995032E-12-0.00000403174603174562i | -4.0317e-06 | -10.6945 | 0.39698
MAGD_CAL1 196 MVA |  |  |  | Magdugo | Calung-Calung | 138 | 196 | 100 | 190.44 | 795 | ACSR | 7.78 | 25.5249 | 0.0242 | 0.079396 | 0.482 | 0.0756 | 0.24803 | 0.0793963254593176+248031.496062992i | 1.29058536995032E-12-0.00000403174603174562i | -4.0317e-06 | -10.6945 | 0.6177
MAGD_CAL2 196 MVA |  |  |  | Magdugo | Calung-Calung | 138 | 196 | 100 | 190.44 | 795 | ACSR | 7.78 | 25.5249 | 0.0242 | 0.079396 | 0.482 | 0.0756 | 0.24803 | 0.0793963254593176+248031.496062992i | 1.29058536995032E-12-0.00000403174603174562i | -4.0317e-06 | -10.6945 | 0.6177
DANL_CAL1 420 MVA |  |  |  | Daanglungsod | Calung-Calung | 138 | 420 | 100 | 190.44 | 795 | ACSR | 4.5 | 14.7638 | 0.0242 | 0.079396 | 0.482 | 0.0756 | 0.24803 | 0.0793963254593176+248031.496062992i | 1.29058536995032E-12-0.00000403174603174562i | -4.0317e-06 | -10.6945 | 0.35728
DANL_CAL2 420 MVA |  |  |  | Daanglungsod | Calung-Calung | 138 | 420 | 100 | 190.44 | 795 | ACSR | 4.5 | 14.7638 | 0.0242 | 0.079396 | 0.482 | 0.0756 | 0.24803 | 0.0793963254593176+248031.496062992i | 1.29058536995032E-12-0.00000403174603174562i | -4.0317e-06 | -10.6945 | 0.35728
DMAN_SAM1 196 MVA |  |  |  | Dumanjug | Samboan | 138 | 196 | 100 | 190.44 | 795 | ACSR | 60 | 196.8504 | 0.0242 | 0.079396 | 0.482 | 0.0756 | 0.24803 | 0.0793963254593176+248031.496062992i | 1.29058536995032E-12-0.00000403174603174562i | -4.0317e-06 | -10.6945 | 4.7638
DMAN_SAM2 196 MVA |  |  |  | Dumanjug | Samboan | 138 | 196 | 100 | 190.44 | 795 | ACSR | 60 | 196.8504 | 0.0242 | 0.079396 | 0.482 | 0.0756 | 0.24803 | 0.0793963254593176+248031.496062992i | 1.29058536995032E-12-0.00000403174603174562i | -4.0317e-06 | -10.6945 | 4.7638
COLO_DMA1 196 MVA |  |  |  | Colon | Dumanjug | 138 | 196 | 100 | 190.44 | 795 | ACSR | 40.4 | 132.5459 | 0.0242 | 0.079396 | 0.482 | 0.0756 | 0.24803 | 0.0793963254593176+248031.496062992i | 1.29058536995032E-12-0.00000403174603174562i | -4.0317e-06 | -10.6945 | 3.2076
COLO_DMA2 196 MVA |  |  |  | Colon | Dumanjug | 138 | 196 | 100 | 190.44 | 795 | ACSR | 40.4 | 132.5459 | 0.0242 | 0.079396 | 0.482 | 0.0756 | 0.24803 | 0.0793963254593176+248031.496062992i | 1.29058536995032E-12-0.00000403174603174562i | -4.0317e-06 | -10.6945 | 3.2076
SAMB_AML1 108 MVA |  |  |  | Samboan | Amlan | 138 | 108 | 100 | 190.44 | 1600 | Submarine | 13.45 | 44.1273 | 8.44e-06 | 2.769e-05 | - | 7.56e-05 | 0.00024803 | 0.00000844+0.0000756i | 1458.54376225764-13064.6810932083i | -13064.6811 | -10.695 | 0.00011352
SAMB_AML2 108 MVA |  |  |  | Samboan | Amlan | 138 | 108 | 100 | 190.44 | 1600 | Submarine | 13.45 | 44.1273 | 8.44e-06 | 2.769e-05 | - | 7.56e-05 | 0.00024803 | 0.00000844+0.0000756i | 1458.54376225764-13064.6810932083i | -13064.6811 | -10.695 | 0.00011352
DMA_ARG1 1276 MA | Cebu-Bohol 230kV Interconnection* | 154 | 2019-2040 | Dumanjug | Argao CTS | 230 | 1276 | 100 | 529 | 795 | ACSR | 25 | 82.021 | 0.0242 | 0.079396 | 0.482 | 0.0756 | 0.24803 | 0.0793963254593176+248031.496062992i | 1.29058536995032E-12-0.00000403174603174562i | -4.0317e-06 | -10.6945 | 1.9849
DMA_ARG2 1276 MA |  |  |  | Dumanjug | Argao CTS | 230 | 1276 | 100 | 529 | 795 | ACSR | 25 | 82.021 | 0.0242 | 0.079396 | 0.482 | 0.0756 | 0.24803 | 0.0793963254593176+248031.496062992i | 1.29058536995032E-12-0.00000403174603174562i | -4.0317e-06 | -10.6945 | 1.9849
ARG_MJO1 666 MVA |  |  |  | Argao CTS | Maribojoc CTS | 230 | 666 | 100 | 529 | 1600 | Submarine | 25.79 | 84.6129 | 8.44e-06 | 2.769e-05 | - | 7.56e-05 | 0.00024803 | 0.0000276902887139108+248.031496062992i | 0.000000000450104980263706-0.00403174603174598i | -0.0040317 | -10694.5385 | 0.00021767
ARG_MJO2 666 MVA |  |  |  | Argao CTS | Maribojoc CTS | 230 | 666 | 100 | 529 | 1600 | Submarine | 25.79 | 84.6129 | 8.44e-06 | 2.769e-05 | - | 7.56e-05 | 0.00024803 | 0.0000276902887139108+248.031496062992i | 0.000000000450104980263706-0.00403174603174598i | -0.0040317 | -10694.5385 | 0.00021767
COLO_TOL1 196 MVA |  |  |  | Colon | Toledo | 138 | 196 | 100 | 190.44 | 795 | ACSR | 15 | 49.2126 | 0.0242 | 0.079396 | 0.482 | 0.0756 | 0.24803 | 0.0793963254593176+248031.496062992i | 1.29058536995032E-12-0.00000403174603174562i | -4.0317e-06 | -10.6945 | 1.1909
COLO_QUI1 392 MVA |  |  |  | Colon | Quiot | 138 | 392 | 100 | 190.44 | 795 | ACSR | 12.86 | 42.1916 | 0.0242 | 0.079396 | 0.482 | 0.0756 | 0.24803 | 0.0793963254593176+248031.496062992i | 1.29058536995032E-12-0.00000403174603174562i | -4.0317e-06 | -10.6945 | 1.021
COLO_CEB2 392 MVA |  |  |  | Colon | Cebu | 138 | 392 | 100 | 190.44 | 795 | ACSR | 23.13 | 75.8858 | 0.0242 | 0.079396 | 0.482 | 0.0756 | 0.24803 | 0.0793963254593176+248031.496062992i | 1.29058536995032E-12-0.00000403174603174562i | -4.0317e-06 | -10.6945 | 1.8364
COLO_CEB3 392 MVA |  |  |  | Colon | Cebu | 138 | 392 | 100 | 190.44 | 795 | ACSR | 23.13 | 75.8858 | 0.0242 | 0.079396 | 0.482 | 0.0756 | 0.24803 | 0.0793963254593176+248031.496062992i | 1.29058536995032E-12-0.00000403174603174562i | -4.0317e-06 | -10.6945 | 1.8364
COLO_KSP1 196 MVA |  |  |  | Colon | KSPC | 138 | 196 | 100 | 190.44 | 795 | ACSR | 0.7 | 2.2966 | 0.0242 | 0.079396 | 0.482 | 0.0756 | 0.24803 | 0.0793963254593176+248031.496062992i | 1.29058536995032E-12-0.00000403174603174562i | -4.0317e-06 | -10.6945 | 0.055577
COLO_KSP2 196 MVA |  |  |  | Colon | KSPC | 138 | 196 | 100 | 190.44 | 795 | ACSR | 0.7 | 2.2966 | 0.0242 | 0.079396 | 0.482 | 0.0756 | 0.24803 | 0.0793963254593176+248031.496062992i | 1.29058536995032E-12-0.00000403174603174562i | -4.0317e-06 | -10.6945 | 0.055577
COLO_NAG1 196 MVA |  |  |  | Colon | Naga | 138 | 196 | 100 | 190.44 | 795 | ACSR | 0.7 | 2.2966 | 0.0242 | 0.079396 | 0.482 | 0.0756 | 0.24803 | 0.0793963254593176+248031.496062992i | 1.29058536995032E-12-0.00000403174603174562i | -4.0317e-06 | -10.6945 | 0.055577
COLO_NAG2 196 MVA |  |  |  | Colon | Naga | 138 | 196 | 100 | 190.44 | 795 | ACSR | 0.7 | 2.2966 | 0.0242 | 0.079396 | 0.482 | 0.0756 | 0.24803 | 0.0793963254593176+248031.496062992i | 1.29058536995032E-12-0.00000403174603174562i | -4.0317e-06 | -10.6945 | 0.055577
TLBS_CAL1 63 MVA |  |  |  | Toledo Bess | Calung-Calung | 69 | 63 | 100 | 47.61 | 795 | ACSR | 0.275 | 0.90223 | 0.0242 | 0.079396 | 0.482 | 0.0756 | 0.24803 | 0.0793963254593176+248031.496062992i | 1.29058536995032E-12-0.00000403174603174562i | -4.0317e-06 | -10.6945 | 0.021834
QUIO_CEB1 392 MVA |  |  |  | Quiot | Cebu | 138 | 392 | 100 | 190.44 | 795 | ACSR | 10.5 | 34.4488 | 0.0242 | 0.079396 | 0.482 | 0.0756 | 0.24803 | 0.0793963254593176+248031.496062992i | 1.29058536995032E-12-0.00000403174603174562i | -4.0317e-06 | -10.6945 | 0.83366
CEBU_COM1 423 MVA |  |  |  | Cebu | Compostela | 138 | 423 | 100 | 190.44 | 795 | ACSR | 15.32 | 50.2625 | 0.0242 | 0.079396 | 0.482 | 0.0756 | 0.24803 | 0.0793963254593176+248031.496062992i | 1.29058536995032E-12-0.00000403174603174562i | -4.0317e-06 | -10.6945 | 1.2164
CEBU_COM2 423 MVA |  |  |  | Cebu | Compostela | 138 | 423 | 100 | 190.44 | 795 | ACSR | 15.32 | 50.2625 | 0.0242 | 0.079396 | 0.482 | 0.0756 | 0.24803 | 0.0793963254593176+248031.496062992i | 1.29058536995032E-12-0.00000403174603174562i | -4.0317e-06 | -10.6945 | 1.2164
CEBU_MAN1 200 MVA | Cebu-Lapulapu 230kV T/L* |  | 2019-2040 | Cebu | Mandaue | 138 | 200 | 100 | 190.44 | 795 | ACSR | 5.83 | 19.1273 | 0.0242 | 0.079396 | 0.482 | 0.0756 | 0.24803 | 0.0793963254593176+248031.496062992i | 1.29058536995032E-12-0.00000403174603174562i | -4.0317e-06 | -10.6945 | 0.46288
CEBU_MAN2 200 MVA | Cebu-Lapulapu 230kV T/L* |  | 2019-2040 | Cebu | Mandaue | 138 | 200 | 100 | 190.44 | 795 | ACSR | 5.83 | 19.1273 | 0.0242 | 0.079396 | 0.482 | 0.0756 | 0.24803 | 0.0793963254593176+248031.496062992i | 1.29058536995032E-12-0.00000403174603174562i | -4.0317e-06 | -10.6945 | 0.46288
MAND_LAP1 100 MVA | Cebu-Lapulapu 230kV T/L* |  | 2019-2040 | Mandaue | Lapu-Lapu | 138 | 100 | 100 | 190.44 | 1600 | Submarine | 0.81 | 2.6575 | 0.0242 | 0.079396 | 7.56e-05 | 0.0756 | 0.24803 | 0.0793963254593176+248031.496062992i | 1.29058536995032E-12-0.00000403174603174562i | -4.0317e-06 | -10.6945 | 0.064311
MAND_LAP2 100 MVA | Cebu-Lapulapu 230kV T/L* |  | 2019-2040 | Mandaue | Lapu-Lapu | 138 | 100 | 100 | 190.44 | 1600 | Submarine | 0.81 | 2.6575 | 0.0242 | 0.079396 | 7.56e-05 | 0.0756 | 0.24803 | 0.0793963254593176+248031.496062992i | 1.29058536995032E-12-0.00000403174603174562i | -4.0317e-06 | -10.6945 | 0.064311
DAAN_COM1 488 MVA | Overpass Turbo (assumed ST-DC) |  |  | Daan Bantayan | Compostela | 230 | 488 | 100 | 529 | 795 | ACSR | 87.19 | 286.0564 | 0.0242 | 0.079396 | 0.482 | 0.0756 | 0.24803 | 0.0793963254593176+248031.496062992i | 1.29058536995032E-12-0.00000403174603174562i | -4.0317e-06 | -10.6945 | 6.9226
DAAN_COM2 488 MVA |  |  |  | Daan Bantayan | Compostela | 230 | 488 | 100 | 529 | 795 | ACSR | 87.19 | 286.0564 | 0.0242 | 0.079396 | 0.482 | 0.0756 | 0.24803 | 0.0793963254593176+248031.496062992i | 1.29058536995032E-12-0.00000403174603174562i | -4.0317e-06 | -10.6945 | 6.9226
DAAN_TAB1 200 MVA |  |  |  | Daan Bantayan | Tabango | 230 | 200 | 100 | 529 | 1600 | Submarine | 31.22 | 102.4278 | 8.44e-06 | 2.769e-05 |  | 7.56e-05 | 0.00024803 | 0.0000276902887139108+248.031496062992i | 0.000000000450104980263706-0.00403174603174598i | -0.0040317 | -10694.5385 | 0.0002635
DAAN_TAB2 200 MVA |  |  |  | Daan Bantayan | Tabango | 230 | 200 | 100 | 529 | 1600 | Submarine | 31.22 | 102.4278 | 8.44e-06 | 2.769e-05 |  | 7.56e-05 | 0.00024803 | 0.0000276902887139108+248.031496062992i | 0.000000000450104980263706-0.00403174603174598i | -0.0040317 | -10694.5385 | 0.0002635
BOHOL
CRLA_MJO1 1276MVA | Cebu-Bohol 230 kV Interconnection Project | 104 | 2023-2040 | CORELLA | MARIBOJOC CTS | 230 | 1276 | 100 | 529 | 795 | ACSR | 29 | 95.1444 | 0.0242 | 0.079396 | 0.482 | 0.0756 | 0.24803 | 0.0793963254593176+248031.496062992i | 1.29058536995032E-12-0.00000403174603174562i | -4.0317e-06 | -10.6945 | 2.3025
CRLA_MJO2 1276MVA |  |  |  | CORELLA | MARIBOJOC CTS | 230 | 1276 | 100 | 529 | 795 | ACSR | 29 | 95.1444 | 0.0242 | 0.079396 | 0.482 | 0.0756 | 0.24803 | 0.0793963254593176+248031.496062992i | 1.29058536995032E-12-0.00000403174603174562i | -4.0317e-06 | -10.6945 | 2.3025
UBAY_CRA1 196MVA | Overpass Turbo: Corella - Ubay 138 kV Line |  |  | UBAY | CORELLA | 138 | 196 | 100 | 190.44 | 795 | ACSR | 92.57 | 303.7074 | 0.0242 | 0.079396 | 0.482 | 0.0756 | 0.24803 | 0.0793963254593176+248031.496062992i | 1.29058536995032E-12-0.00000403174603174562i | -4.0317e-06 | -10.6945 | 7.3497
UBAY_TAP1 63MVA | Ubay Substation to Tapal Port (power barge at tapal wharf) |  |  | UBAY | TAPAL | 69 | 63 | 100 | 47.61 | 795 | ACSR | 4 | 13.1234 | 0.0242 | 0.079396 | 0.482 | 0.0756 | 0.24803 | 0.0793963254593176+248031.496062992i | 1.29058536995032E-12-0.00000403174603174562i | -4.0317e-06 | -10.6945 | 0.31759
LEYTE-SAMAR
KANA_TAB1 488 MVA | Overpass Turbo (assumed ST-DC) |  |  | KANANGA | TABANGO | 230 | 488 | 100 | 529 | 795 | ACSR | 42.77 | 140.3215 | 0.0242 | 0.079396 | 0.482 | 0.0756 | 0.24803 | 0.0793963254593176+248031.496062992i | 1.29058536995032E-12-0.00000403174603174562i | -4.0317e-06 | -10.6945 | 1.035
KANA_TAB2 488 MVA |  |  |  | KANANGA | TABANGO | 230 | 488 | 100 | 529 | 795 | ACSR | 42.77 | 140.3215 | 0.0242 | 0.079396 | 0.482 | 0.0756 | 0.24803 | 0.0793963254593176+248031.496062992i | 1.29058536995032E-12-0.00000403174603174562i | -4.0317e-06 | -10.6945 | 1.035
KANA_ORM1 976 MVA |  |  |  | KANANGA | ORMOC | 230 | 976 | 100 | 529 | 795 | ACSR | 7.76 | 25.4593 | 0.0242 | 0.079396 | 0.482 | 0.0756 | 0.24803 | 0.0793963254593176+248031.496062992i | 1.29058536995032E-12-0.00000403174603174562i | -4.0317e-06 | -10.6945 | 0.18779
KANA_ORM2 976 MVA |  |  |  | KANANGA | ORMOC | 230 | 976 | 100 | 529 | 795 | ACSR | 7.76 | 25.4593 | 0.0242 | 0.079396 | 0.482 | 0.0756 | 0.24803 | 0.0793963254593176+248031.496062992i | 1.29058536995032E-12-0.00000403174603174562i | -4.0317e-06 | -10.6945 | 0.18779
CBNK_CTP1 63MVA |  |  |  | CALBAYOG BUNKER | CALBAYOG TAPPING POINT | 69 | 63 | 100 | 47.61 | 795 | ACSR | 1 | 3.2808 | 0.0242 | 0.079396 | 0.482 | 0.0756 | 0.24803 | 0.0793963254593176+248031.496062992i | 1.29058536995032E-12-0.00000403174603174562i | -4.0317e-06 | -10.6945 | 0.0242
CTAP_SNA1 63MVA |  |  |  | CALBAYOG TAPPING POINT | SAN AGUSTIN | 69 | 63 | 100 | 47.61 | 795 | ACSR | 22.85 | 74.9672 | 0.0242 | 0.079396 | 0.482 | 0.0756 | 0.24803 | 0.0793963254593176+248031.496062992i | 1.29058536995032E-12-0.00000403174603174562i | -4.0317e-06 | -10.6945 | 0.55297
CLBY_CTP1 63 MVA |  |  |  | CALBAYOG | CALBAYOG TAPPING POINT | 69 | 63 | 100 | 47.61 | 795 | ACSR | 0.5 | 1.6404 | 0.0242 | 0.079396 | 0.482 | 0.0756 | 0.24803 | 0.0793963254593176+248031.496062992i | 1.29058536995032E-12-0.00000403174603174562i | -4.0317e-06 | -10.6945 | 0.0121
CLBY_PAR1 196MVA | Overpass Turbo: Paranas-Calbayog 138 kV Line (assumed ST-DC) |  |  | CALBAYOG | PARANAS | 138 | 196 | 100 | 190.44 | 795 | ACSR | 59.46 | 195.0787 | 0.0242 | 0.079396 | 0.482 | 0.0756 | 0.24803 | 0.0793963254593176+248031.496062992i | 1.29058536995032E-12-0.00000403174603174562i | -4.0317e-06 | -10.6945 | 1.4389
CLBY_PAR2 196 MVA |  |  |  | CALBAYOG | PARANAS | 138 | 196 | 100 | 190.44 | 795 | ACSR | 59.46 | 195.0787 | 0.0242 | 0.079396 | 0.482 | 0.0756 | 0.24803 | 0.0793963254593176+248031.496062992i | 1.29058536995032E-12-0.00000403174603174562i | -4.0317e-06 | -10.6945 | 1.4389
BABN_PAR1 196 MVA | Overpass Turbo: Babatngon-Paranas 138 kV Line |  |  | BABATNGON | PARANAS | 138 | 196 | 100 | 190.44 | 795 | ACSR | 50.35 | 165.1903 | 0.0242 | 0.079396 | 0.482 | 0.0756 | 0.24803 | 0.0793963254593176+248031.496062992i | 1.29058536995032E-12-0.00000403174603174562i | -4.0317e-06 | -10.6945 | 1.2185
BABN_STA2 186 MVA | Overpass Turbo (assumed ST-DC) |  |  | BABATNGON | STA. RITA TAP | 138 | 196 | 100 | 190.44 | 795 | ACSR | 8.82 |  | 0.0242 | 0.079396 | 0.482 | 0.0756 | 0.24803 | 0.0793963254593176+248031.496062992i | 1.29058536995032E-12-0.00000403174603174562i | -4.0317e-06 | -10.6945 | 0.21344
PAR_STA2 196 MVA |  |  |  | PARANAS | STA. RITA TAP | 138 | 196 | 100 | 190.44 | 795 | ACSR | 7.08 | 23.2283 | 0.0242 | 0.079396 | 0.482 | 0.0756 | 0.24803 | 0.0793963254593176+248031.496062992i | 1.29058536995032E-12-0.00000403174603174562i | -4.0317e-06 | -10.6945 | 0.17134
STAP_STA1 196MVA |  |  |  | STA. RITA TAP | STA.RITA | 138 | 196 | 100 | 190.44 | 795 | ACSR | 0.5 | 1.6404 | 0.0242 | 0.079396 | 0.482 | 0.0756 | 0.24803 | 0.0793963254593176+248031.496062992i | 1.29058536995032E-12-0.00000403174603174562i | -4.0317e-06 | -10.6945 | 0.0121
ORMO_BAB1 196MVA | Ormoc-Babatngon 138kV T/L | 84 | 2019-2040 | ORMOC | BABATNGON | 138 | 196 | 100 | 190.44 | 795 | ACSR | 78.54 | 257.6772 | 0.0242 | 0.079396 | 0.482 | 0.0756 | 0.24803 | 0.0793963254593176+248031.496062992i | 1.29058536995032E-12-0.00000403174603174562i | -4.0317e-06 | -10.6945 | 1.9007
ORMO_BAB2 196MVA |  |  |  | ORMOC | BABATNGON | 138 | 196 | 100 | 190.44 | 795 | ACSR | 78.54 | 257.6772 | 0.0242 | 0.079396 | 0.482 | 0.0756 | 0.24803 | 0.0793963254593176+248031.496062992i | 1.29058536995032E-12-0.00000403174603174562i | -4.0317e-06 | -10.6945 | 1.9007
TONG_ISA1 196 MVA | Overpass Turbo (assumed ST-DC) |  |  | TONGONAN | ISABEL | 138 | 196 | 100 | 190.44 | 795 | ACSR | 38.39 | 125.9514 | 0.0242 | 0.079396 | 0.482 | 0.0756 | 0.24803 | 0.0793963254593176+248031.496062992i | 1.29058536995032E-12-0.00000403174603174562i | -4.0317e-06 | -10.6945 | 0.92904
ORMO_TON1 196 MVA | Overpass Turbo: Ormoc-Tongonan Transmission Line |  |  | ORMOC | TONGONAN | 138 | 196 | 100 | 190.44 | 795 | ACSR | 8.73 | 28.6417 | 0.0242 | 0.079396 | 0.482 | 0.0756 | 0.24803 | 0.0793963254593176+248031.496062992i | 1.29058536995032E-12-0.00000403174603174562i | -4.0317e-06 | -10.6945 | 0.21127
ORMO_ISA1 196MVA | Overpass Turbo (assumed ST-DC) |  |  | ORMOC | ISABEL | 138 | 196 | 100 | 190.44 | 795 | ACSR | 29.03 | 95.2428 | 0.0242 | 0.079396 | 0.482 | 0.0756 | 0.24803 | 0.0793963254593176+248031.496062992i | 1.29058536995032E-12-0.00000403174603174562i | -4.0317e-06 | -10.6945 | 0.70253
ORMO_MAA1 196 MVA | Overpass Turbo: Maasin-Ormoc 138 kV Line (assumed ST-DC) |  |  | ORMOC | MAASIN | 138 | 196 | 100 | 190.44 | 795 | ACSR | 108.39 | 355.6102 | 0.0242 | 0.079396 | 0.482 | 0.0756 | 0.24803 | 0.0793963254593176+248031.496062992i | 1.29058536995032E-12-0.00000403174603174562i | -4.0317e-06 | -10.6945 | 2.623
ORMO_MAA2 196 MVA |  |  |  | ORMOC | MAASIN | 138 | 196 | 100 | 190.44 | 795 | ACSR | 108.39 | 355.6102 | 0.0242 | 0.079396 | 0.482 | 0.0756 | 0.24803 | 0.0793963254593176+248031.496062992i | 1.29058536995032E-12-0.00000403174603174562i | -4.0317e-06 | -10.6945 | 2.623
MAAS_UBA1 108MVA | Overpass Turbo: Maasin-Ubay 138 kV Line |  |  | MAASIN | UBAY | 138 | 108 | 100 | 190.44 | 1600 | Submarine | 34.89 | 114.4685 | 8.44e-06 | 2.769e-05 | 7.56e-05 | 0 | 0 | 0.0000276902887139108 | 36113.7440758293 | 0 |  | 0.00029447

## Transformers
Name | Location | Rated Power (MVA) | Rated Voltage (kV) |  |  | Network Impedance Parameters
|  |  | Primary Winding | Secondary Winding | Third Winding | %Z | X/R | Resistance (R) |  | Reactance (X) | Conductance (G) | Susceptance (B) | Phase Shift
PANAY
8NABAS_TR1 | Nabas | 50 | 138 | 69 | - | 12 | 20 | 0.0059925 |  | 0.11985 | 0 | 0 | 0
8NABAS_TR2 | Nabas | 50 | 138 | 69 | - | 12 | 20 | 0.0059925 |  | 0.11985 | 0 | 0 | 0
8PANITA_TR1 | Panit-An | 50 | 138 | 69 | - | 12 | 20 | 0.0059925 |  | 0.11985 | 0 | 0 | 0
8PANITA_TR2 | Panit-An | 30 | 138 | 69 | - | 12 | 15 | 0.0079823 |  | 0.11973 | 0 | 0 | 0
8PANITA_TR3 | Panit-An | 30 | 138 | 69 | - | 12 | 15 | 0.0079823 |  | 0.11973 | 0 | 0 | 0
8BAR230_TR1 | Barotac Viejo | 300 | 230 | 138 | - | 16 | 35 | 0.0045696 |  | 0.15993 | 0 | 0 | 0
8BAR230_TR2 | Barotac Viejo | 300 | 230 | 138 | - | 16 | 35 | 0.0045696 |  | 0.15993 | 0 | 0 | 0
8BAR230_TR3 | Barotac Viejo | 300 | 230 | 138 | - | 16 | 35 | 0.0045696 |  | 0.15993 | 0 | 0 | 0
8BARTAC_TR1 | Barotac Viejo | 500 | 138 | 69 | - | 12 | 40 | 0.0029991 |  | 0.11996 | 0 | 0 | 0
8CNEP_TR1 | Concepcion | 50 | 138 | 69 | - | 12 | 20 | 0.0059925 |  | 0.11985 | 0 | 0 | 0
8PALM_TR1 | Concepcion | 160 | 138 | 13.8 | - | 12 | 30 | 0.0039978 |  | 0.11993 | 0 | 0 | 0
8DINGLE_TR1 | Dingle | 100 | 138 | 69 | - | 12 | 25 | 0.0047962 |  | 0.1199 | 0 | 0 | 0
8DINGLE_TR2 | Dingle | 50 | 138 | 69 | - | 12 | 20 | 0.0059925 |  | 0.11985 | 0 | 0 | 0
8PDPP1_TR1 | Dingle | 28 | 138 | 13.8 | - | 12 | 15 | 0.0079823 |  | 0.11973 | 0 | 0 | 0
8PDPP1_TR2 | Dingle | 28 | 138 | 13.8 | - | 12 | 15 | 0.0079823 |  | 0.11973 | 0 | 0 | 0
8PDPP3_TR1 | Dingle | 72 | 138 | 13.8 | - | 12 | 20 | 0.0059925 |  | 0.11985 | 0 | 0 | 0
8PDPP3_TR2 | Dingle | 72 | 138 | 13.8 | - | 12 | 20 | 0.0059925 |  | 0.11985 | 0 | 0 | 0
8SNJOSE_TR1 | San Jose | 50 | 138 | 69 | - | 12 | 20 | 0.0059925 |  | 0.11985 | 0 | 0 | 0
8SNJOSE_TR2 | San Jose | 50 | 138 | 69 | - | 12 | 20 | 0.0059925 |  | 0.11985 | 0 | 0 | 0
8SNJOSE_TR3 | San Jose | 50 | 138 | 69 | - | 12 | 20 | 0.0059925 |  | 0.11985 | 0 | 0 | 0
8STBAR_TR1 | Sta. Barbara S/S | 50 | 138 | 69 | 13.8 | 12 | 20 | 0.0059925 |  | 0.11985 | 0 | 0 | 0
8STBAR_TR2 | Sta. Barbara S/S | 100 | 138 | 69 | 13.8 | 12 | 25 | 0.0047962 |  | 0.1199 | 0 | 0 | 0
8STBAR_TR3 | Sta. Barbara S/S | 75 | 138 | 69 | 13.8 | 12 | 25 | 0.0047962 |  | 0.1199 | 0 | 0 | 0
8ILO1_TR1 | Iloilo 1 | 100 | 138 | 69 | - | 12 | 25 | 0.0047962 |  | 0.1199 | 0 | 0 | 0
8ILO2_TR2 | Iloilo 1 | 100 | 138 | 69 | - | 12 | 25 | 0.0047962 |  | 0.1199 | 0 | 0 | 0
8PEDC_TR1 | Iloilo 1 | 125 | 138 | 13.8 | - | 12 | 30 | 0.0039978 |  | 0.11993 | 0 | 0 | 0
8PEDC_TR2 | Iloilo 1 | 125 | 138 | 13.8 | - | 12 | 30 | 0.0039978 |  | 0.11993 | 0 | 0 | 0
8PEDC_TR3 | Iloilo 1 | 180 | 138 | 18 | - | 12 | 30 | 0.0039978 |  | 0.11993 | 0 | 0 | 0
8PEDC_TR1A1 | Iloilo 1 | 25 | 13.8 | 4 | - | 9 | 15 | 0.0059867 |  | 0.089801 | 0 | 0 | 0
8PEDC_TR2A1 | Iloilo 1 | 25 | 13.8 | 4 | - | 9 | 15 | 0.0059867 |  | 0.089801 | 0 | 0 | 0
NEGROS
6CADIZ230_TR1 | Cadiz | 150 | 230 | 138 | - | 16 | 30 | 0.0053304 |  | 0.15991 | 0 | 0 | 0
6CADIZ230_TR2 | Cadiz | 150 | 230 | 138 | - | 16 | 30 | 0.0053304 |  | 0.15991 | 0 | 0 | 0
6CADIZ_TR1 | Cadiz | 50 | 138 | 69 | - | 12 | 20 | 0.0059925 |  | 0.11985 | 0 | 0 | 0
6CADIZ_TR2 | Cadiz | 50 | 138 | 69 | - | 12 | 20 | 0.0059925 |  | 0.11985 | 0 | 0 | 0
6HELIOS_TR1 | Helios | 100 | 138 | 33 | - | 12 | 25 | 0.0047962 |  | 0.1199 | 0 | 0 | 0
6HELIOS_TR2 | Helios | 100 | 138 | 33 | - | 12 | 25 | 0.0047962 |  | 0.1199 | 0 | 0 | 0
6CALASOL_TR1 | Calatrava | 86 | 230 | 34.5 | - | 16 | 25 | 0.0063949 |  | 0.15987 | 0 | 0 | 0
6CALASOL_TR2 | Calatrava | 86 | 230 | 34.5 | - | 16 | 25 | 0.0063949 |  | 0.15987 | 0 | 0 | 0
6CLTRAVA_TR1 | Calatrava | 100 | 230 | 69 | - | 16 | 25 | 0.0063949 |  | 0.15987 | 0 | 0 | 0
6CLTRAVA_TR2 | Calatrava | 100 | 230 | 69 | - | 16 | 25 | 0.0063949 |  | 0.15987 | 0 | 0 | 0
[6 empty] | 12 | 20 | 0.0059925
6BCL230_TR1 | Gahit | 300 | 230 | 138 | - | 16 | 35 | 0.0045696 |  | 0.15993 | 0 | 0 | 0
6BCL230_TR2 | Gahit | 300 | 230 | 138 | - | 16 | 35 | 0.0045696 |  | 0.15993 | 0 | 0 | 0
6BCOLOD_TR1 | Bacolod | 100 | 138 | 69 | - | 12 | 25 | 0.0047962 |  | 0.1199 | 0 | 0 | 0
6BCOLOD_TR2 | Bacolod | 100 | 138 | 69 | - | 12 | 25 | 0.0047962 |  | 0.1199 | 0 | 0 | 0
6BCOLOD_TR3 | Bacolod | 100 | 138 | 69 | - | 12 | 25 | 0.0047962 |  | 0.1199 | 0 | 0 | 0
6CENPRI_TR1 | Bacolod | 40 | 69 | 6.9 | - | 9 | 20 | 0.0044944 |  | 0.089888 | 0 | 0 | 0
6BBGPP_TR1 | Bacolod | 7.27 | 138 | 13.8 | - | 12 | 10 | 0.01194 |  | 0.1194 | 0 | 0 | 0
6KABAN_TR1 | Kabankalan | 30 | 138 | 69 | - | 12 | 15 | 0.0079823 |  | 0.11973 | 0 | 0 | 0
6KABAN_TR2 | Kabankalan | 50 | 138 | 69 | - | 12 | 20 | 0.0059925 |  | 0.11985 | 0 | 0 | 0
6KABAN_TR3 | Kabankalan | 100 | 138 | 69 | - | 12 | 25 | 0.0047962 |  | 0.1199 | 0 | 0 | 0
6KBES_TR1 | Kabankalan BESS | 30 | 138 | 13.8 | - | 12 | 15 | 0.0079823 |  | 0.11973 | 0 | 0 | 0
6KBES_TR2 | Kabankalan BESS | 30 | 138 | 13.8 | - | 12 | 15 | 0.0079823 |  | 0.11973 | 0 | 0 | 0
6PGPP1_TR1 | PGPP1 | 47 | 138 | 13.8 | - | 12 | 20 | 0.0059925 |  | 0.11985 | 0 | 0 | 0
6PGPP1_TR2 | PGPP1 | 47 | 138 | 13.8 | - | 12 | 20 | 0.0059925 |  | 0.11985 | 0 | 0 | 0
6PGPP1_TR3 | PGPP1 | 47 | 138 | 13.8 | - | 12 | 20 | 0.0059925 |  | 0.11985 | 0 | 0 | 0
6SOGON_TR1 | PGPP2 | 25 | 138 | 13.8 | - | 12 | 15 | 0.0079823 |  | 0.11973 | 0 | 0 | 0
6SOGON_TR2 | PGPP2 | 25 | 138 | 13.8 | - | 12 | 15 | 0.0079823 |  | 0.11973 | 0 | 0 | 0
6OKOY_TR1 | PGPP2 | 25 | 138 | 13.8 | - | 12 | 15 | 0.0079823 |  | 0.11973 | 0 | 0 | 0
6SONEG_TR1 | PGPP2 | 12.5 | 138 | 34.5 | - | 12 | 10 | 0.01194 |  | 0.1194 | 0 | 0 | 0
6NASULO_TR1 | PGPP2 | 68 | 138 | 13.8 | - | 12 | 20 | 0.0059925 |  | 0.11985 | 0 | 0 | 0
6NASUJI_TR1 | PGPP2 | 25 | 138 | 13.8 | - | 12 | 15 | 0.0079823 |  | 0.11973 | 0 | 0 | 0
6AMLAN_TR1 | Amlan | 50 | 138 | 69 | - | 12 | 20 | 0.0059925 |  | 0.11985 | 0 | 0 | 0
6AMLAN_TR2 | Amlan | 50 | 138 | 69 | - | 12 | 20 | 0.0059925 |  | 0.11985 | 0 | 0 | 0
6AMLAN_TR3 | Amlan | 50 | 138 | 69 | - | 12 | 20 | 0.0059925 |  | 0.11985 | 0 | 0 | 0
6MABINA_TR1 | Mabinay | 50 | 138 | 69 | - | 12 | 20 | 0.0059925 |  | 0.11985 | 0 | 0 | 0
6MABINA_TR2 | Mabinay | 50 | 138 | 69 | - | 12 | 20 | 0.0059925 |  | 0.11985 | 0 | 0 | 0
CEBU
5DAANB_TR1 | Daan Bantayan | 150 | 230 | 69 | - | 16 | 30 | 0.0053304 |  | 0.15991 | 0 | 0 | 0
5DAANB_TR2 | Daan Bantayan | 100 | 230 | 69 | - | 16 | 25 | 0.0063949 |  | 0.15987 | 0 | 0 | 0
5COMPST_TR1 | Compostela | 150 | 230 | 138 | - | 16 | 30 | 0.0053304 |  | 0.15991 | 0 | 0 | 0
5COMPST_TR2 | Compostela | 150 | 230 | 138 | - | 16 | 30 | 0.0053304 |  | 0.15991 | 0 | 0 | 0
5COMPST_TR3 | Compostela | 100 | 138 | 69 | - | 12 | 25 | 0.0047962 |  | 0.1199 | 0 | 0 | 0
5COMPST_TR4 | Compostela | 100 | 138 | 69 | - | 12 | 25 | 0.0047962 |  | 0.1199 | 0 | 0 | 0
5COMPST_TR5 | Compostela | 150 | 230 | 138 | - | 16 | 30 | 0.0053304 |  | 0.15991 | 0 | 0 | 0
5COMPST_TR6 | Compostela | 150 | 230 | 138 | - | 16 | 30 | 0.0053304 |  | 0.15991 | 0 | 0 | 0
5CEBU230_TR1 | Cebu | 300 | 230 | 138 | - | 16 | 35 | 0.0045696 |  | 0.15993 | 0 | 0 | 0
5CEBU230_TR2 | Cebu | 300 | 230 | 138 | - | 16 | 35 | 0.0045696 |  | 0.15993 | 0 | 0 | 0
5CEBU230_TR3 | Cebu | 300 | 230 | 138 | - | 16 | 35 | 0.0045696 |  | 0.15993 | 0 | 0 | 0
5CEBU_TR2 | Cebu | 100 | 138 | 69 | - | 12 | 25 | 0.0047962 |  | 0.1199 | 0 | 0 | 0
5CEBU_TR3 | Cebu | 100 | 138 | 69 | - | 12 | 25 | 0.0047962 |  | 0.1199 | 0 | 0 | 0
5CEBU_TR4 | Cebu | 100 | 138 | 69 | - | 12 | 25 | 0.0047962 |  | 0.1199 | 0 | 0 | 0
5MNDUE_TR1 | Mandaue | 100 | 138 | 69 | - | 12 | 25 | 0.0047962 |  | 0.1199 | 0 | 0 | 0
5MNDUE_TR2 | Mandaue | 100 | 138 | 69 | - | 12 | 25 | 0.0047962 |  | 0.1199 | 0 | 0 | 0
5LAPU_TR1 | Lapu-Lapu | 100 | 138 | 69 | - | 12 | 25 | 0.0047962 |  | 0.1199 | 0 | 0 | 0
5LAPU_TR2 | Lapu-Lapu | 100 | 138 | 69 | - | 12 | 25 | 0.0047962 |  | 0.1199 | 0 | 0 | 0
5LAPU_TR3 | Lapu-Lapu | 100 | 138 | 69 | - | 12 | 25 | 0.0047962 |  | 0.1199 | 0 | 0 | 0
5QUIOT_TR1 | Quiot | 100 | 138 | 69 | - | 12 | 25 | 0.0047962 |  | 0.1199 | 0 | 0 | 0
5QUIOT_TR2 | Quiot | 100 | 138 | 69 | - | 12 | 25 | 0.0047962 |  | 0.1199 | 0 | 0 | 0
5SIGPIT_TR1 | Toledo | 37.5 | 138 | 34.5 | - | 12 | 15 | 0.0079823 |  | 0.11973 | 0 | 0 | 0
5SIGPIT_TR2 | Toledo | 40 | 138 | 34.5 | - | 12 | 20 | 0.0059925 |  | 0.11985 | 0 | 0 | 0
5SIGPIT_TR3 | Toledo | 40 | 138 | 34.5 | - | 12 | 20 | 0.0059925 |  | 0.11985 | 0 | 0 | 0
5TOLBESS_TR1 | Toledo BESS | 25 | 69 | 13.8 | - | 9 | 15 | 0.0059867 |  | 0.089801 | 0 | 0 | 0
5CALUN_TR1 | Calung-Calung | 50 | 138 | 69 | 13.8 | 12 | 20 | 0.0059925 |  | 0.11985 | 0 | 0 | 0
5CALUN_TR2 | Calung-Calung | 50 | 138 | 69 | - | 12 | 20 | 0.0059925 |  | 0.11985 | 0 | 0 | 0
5MAGDU_TR1 | Magdugo | 300 | 230 | 138 | - | 16 | 35 | 0.0045696 |  | 0.15993 | 0 | 0 | 0
5MAGDU_TR2 | Magdugo | 300 | 230 | 138 | - | 16 | 35 | 0.0045696 |  | 0.15993 | 0 | 0 | 0
5MAGDU_TR3 | Magdugo | 300 | 230 | 138 | - | 16 | 35 | 0.0045696 |  | 0.15993 | 0 | 0 | 0
5THERMA_TR1 | Therma Visayas | 210 | 230 | 18 | - | 16 | 35 | 0.0045696 |  | 0.15993 | 0 | 0 | 0
5THERMA_TR2 | Therma Visayas | 210 | 230 | 18 | - | 16 | 35 | 0.0045696 |  | 0.15993 | 0 | 0 | 0
5CEDC_TR1 | Daanglungsod | 100 | 128 | 13.8 | - | 12 | 25 | 0.0047962 |  | 0.1199 | 0 | 0 | 0
5CEDC_TR2 | Daanglungsod | 100 | 138 | 13.8 | - | 12 | 25 | 0.0047962 |  | 0.1199 | 0 | 0 | 0
5CEDC_TR3 | Daanglungsod | 100 | 138 | 13.8 | - | 12 | 25 | 0.0047962 |  | 0.1199 | 0 | 0 | 0
5DUMAN_TR1 | Dumanjug | 150 | 230 | 138 | - | 16 | 30 | 0.0053304 |  | 0.15991 | 0 | 0 | 0
5DUMAN_TR2 | Dumanjug | 150 | 230 | 138 | - | 16 | 30 | 0.0053304 |  | 0.15991 | 0 | 0 | 0
5DUMAN_TR3 | Dumanjug | 100 | 138 | 69 | - | 12 | 25 | 0.0047962 |  | 0.1199 | 0 | 0 | 0
5DUMAN_TR4 | Dumanjug | 100 | 138 | 69 | - | 12 | 25 | 0.0047962 |  | 0.1199 | 0 | 0 | 0
5SMBOAN_TR1 | Samboan | 30 | 138 | 69 | - | 12 | 15 | 0.0079823 |  | 0.11973 | 0 | 0 | 0
5SBOAN_TR2 | Samboan | 50 | 138 | 69 | - | 12 | 20 | 0.0059925 |  | 0.11985 | 0 | 0 | 0
5COLON_TR1 | Colon | 50 | 138 | 69 | - | 12 | 20 | 0.0059925 |  | 0.11985 | 0 | 0 | 0
5COLON_TR2 | Colon | 100 | 138 | 69 | - | 12 | 25 | 0.0047962 |  | 0.1199 | 0 | 0 | 0
5NAGA_TR7 | Naga | 50 | 138 | 69 | - | 12 | 20 | 0.0059925 |  | 0.11985 | 0 | 0 | 0
5NAGA_TR8 | Naga | 50 | 138 | 69 | - | 12 | 20 | 0.0059925 |  | 0.11985 | 0 | 0 | 0
5CDP_TR1 | Naga | 38 | 138 | 13.8 | - | 12 | 15 | 0.0079823 |  | 0.11973 | 0 | 0 | 0
5CDP_TR2 | Naga | 38 | 138 | 13.8 | - | 12 | 15 | 0.0079823 |  | 0.11973 | 0 | 0 | 0
5KSPC_TR1 | KSPC | 150 | 138 | 13.8 | - | 12 | 30 | 0.0039978 |  | 0.11993 | 0 | 0 | 0
5KSPC_TR2 | KSPC | 150 | 138 | 13.8 | - | 12 | 30 | 0.0039978 |  | 0.11993 | 0 | 0 | 0
BOHOL
7COREL_TR1 | Corella | 300 | 230 | 138 | - | 16 | 35 | 0.0045696 | 0.45696 | 0.15993 | 0 | 0 | 0
7COREL_TR2 | Corella | 300 | 230 | 138 | - | 16 | 35 | 0.0045696 | 0.45696 | 0.15993 | 0 | 0 | 0
7CORELL_TR1 | Corella | 100 | 138 | 69 | - | 12 | 25 | 0.0047962 | 0.47962 | 0.1199 | 0 | 0 | 0
7CORELL_TR2 | Corella | 100 | 138 | 69 | - | 12 | 25 | 0.0047962 | 0.47962 | 0.1199 | 0 | 0 | 0
7UBAY_TR1 | Ubay | 100 | 138 | 69 | - | 12 | 25 | 0.0047962 | 0.47962 | 0.1199 | 0 | 0 | 0
7UBBAT_TR1 | Ubay | 25 | 69 | 13.8 | - | 9 | 15 | 0.0059867 | 0.59867 | 0.089801 | 0 | 0 | 0
7BIDPP_TR1 | Ubay | 80 | 138 | 13.8 | - | 12 | 25 | 0.0047962 | 0.47962 | 0.1199 | 0 | 0 | 0
7TAPAL_TR1 | Tapal | 42 | 69 | 13.8 | - | 9 | 20 | 0.0044944 | 0.44944 | 0.089888 | 0 | 0 | 0
LEYTE-SAMAR
4ISIDROSOL_TR1 | Tabango | 110 | 230 | 34.5 | - | 16 | 30 | 0.0053304 |  | 0.15991 | 0 | 0 | 0
4TABANG_TR2 | Tabango | 50 | 230 | 69 | - | 16 | 20 | 0.00799 |  | 0.1598 | 0 | 0 | 0
4CLBYOG_TR1 | Calbayog | 50 | 138 | 69 | - | 12 | 20 | 0.0059925 |  | 0.11985 | 0 | 0 | 0
4CLBYOG_TR2 | Calbayog | 50 | 138 | 69 | - | 12 | 20 | 0.0059925 |  | 0.11985 | 0 | 0 | 0
4CLBYOG69_TR1 | Calbayog Bunker | 15 | 69 | 6.3 | - | 9 | 10 | 0.0089553 |  | 0.089553 | 0 | 0 | 0
4PARAN_TR2 | Paranas | 50 | 138 | 69 | - | 12 | 20 | 0.0059925 |  | 0.11985 | 0 | 0 | 0
4TFS_TR1 | Paranas | 20 | 69 | 13.8 | - | 9 | 15 | 0.0059867 |  | 0.089801 | 0 | 0 | 0
4UTH_TR1 | Paranas | 18 | 69 | 6.3 | - | 9 | 15 | 0.0059867 |  | 0.089801 | 0 | 0 | 0
4TAFT_TR1 | Paranas | 18 | 69 | 6.3 | - | 9 | 15 | 0.0059867 |  | 0.089801 | 0 | 0 | 0
4BBTNGN_TR1 | Babatngon | 50 | 138 | 69 | - | 12 | 20 | 0.0059925 |  | 0.11985 | 0 | 0 | 0
4BBTNGN_TR2 | Babatngon | 50 | 138 | 69 | - | 12 | 20 | 0.0059925 |  | 0.11985 | 0 | 0 | 0
4BBTNGN_TR3 | Babatngon | 50 | 138 | 69 | - | 12 | 20 | 0.0059925 |  | 0.11985 | 0 | 0 | 0
4STRITA_TR1 | Sta. Rita | 50 | 138 | 69 | - | 12 | 20 | 0.0059925 |  | 0.11985 | 0 | 0 | 0
4TNBESS_TR1 | Tongonan | 12.5 | 138 | 34.5 | - | 12 | 10 | 0.01194 |  | 0.1194 | 0 | 0 | 0
4TONGON_TR1 | Tongonan | 60 | 138 | 13.8 | - | 12 | 20 | 0.0059925 |  | 0.11985 | 0 | 0 | 0
4TONGON_TR2 | Tongonan | 60 | 138 | 13.8 | - | 12 | 20 | 0.0059925 |  | 0.11985 | 0 | 0 | 0
4TONGON_TR3 | Tongonan | 47 | 138 | 13.8 | - | 12 | 20 | 0.0059925 |  | 0.11985 | 0 | 0 | 0
4TONGON_TR4 | Tongonan | 14 | 138 | 4.16 | - | 9 | 10 | 0.0089553 |  | 0.089553 | 0 | 0 | 0
4TONGON_TR5 | Tongonan | 14 | 138 | 4.16 | - | 9 | 10 | 0.0089553 |  | 0.089553 | 0 | 0 | 0
4ORM230_TR1 | Ormoc | 150 | 230 | 138 | - | 16 | 30 | 0.0053304 |  | 0.15991 | 0 | 0 | 0
4ORM230_TR2 | Ormoc | 50 | 230 | 138 | - | 16 | 20 | 0.00799 |  | 0.1598 | 0 | 0 | 0
4ORM230_TR3 | Ormoc | 150 | 230 | 138 | - | 16 | 30 | 0.0053304 |  | 0.15991 | 0 | 0 | 0
4ORM230_TR4 | Ormoc | 150 | 230 | 138 | - | 16 | 30 | 0.0053304 |  | 0.15991 | 0 | 0 | 0
4ORM138_TR1 | Ormoc | 100 | 138 | 69 | - | 12 | 25 | 0.0047962 |  | 0.1199 | 0 | 0 | 0
4ORM138_TR2 | Ormoc | 100 | 138 | 69 | - | 12 | 25 | 0.0047962 |  | 0.1199 | 0 | 0 | 0
4ISABEL_TR1 | Isabel | 50 | 138 | 69 | - | 12 | 20 | 0.0059925 |  | 0.11985 | 0 | 0 | 0
4MAASIN_TR1 | Maasin | 50 | 138 | 69 | - | 12 | 20 | 0.0059925 |  | 0.11985 | 0 | 0 | 0
4MAASIN_TR2 | Maasin | 50 | 138 | 69 | - | 12 | 20 | 0.0059925 |  | 0.11985 | 0 | 0 | 0

## RPC
Name | Location | Votlage (kV) | Reactive Power (MVAr) | Type
PANAY
08NABAS_C01 | Nabas | 69 | 7.5 | C
08PANIT_C01 | Panit-An | 69 | 7.5 | C
08PANIT_C02 | Panit-An | 69 | 7.5 | C
08SNJOSE_C01 | San Jose | 69 | 5 | C
08STBAR_C01 | Sta. Barbara S/S | 69 | 10 | C
08STBAR_C02 | Sta. Barbara S/S | 69 | 10 | C
08BAROTAC_S01 | Barotac Viejo | 138 | 40 | R
NEGROS
06BACOL_C01 | Bacolod | 69 | 18 | C
06BACOL_C02 | Bacolod | 69 | 7.5 | C
06BACOL_C03 | Bacolod | 69 | 5.4 | C
06BACOL_C04 | Bacolod | 69 | 5.4 | C
06BACOL_C05 | Bacolod | 69 | 10 | C
06BACOL_C06 | Bacolod | 69 | 7.5 | C
06KABAN_C01 | Kabankalan | 69 | 7.5 | C
06KABAN_C02 | Kabankalan | 69 | 5 | C
06KABAN_C03 | Kabankalan | 69 | 5 | C
06AMLAN_C01 | Amlan | 69 | 7.5 | C
06AMLAN_C02 | Amlan | 69 | 7.5 | C
06BACOL_S01 | Bacolod | 138 | 30 | R
06CALA_S01 | Calatrava | 230 | 70 | R
06CALA_S02 | Calatrava | 230 | 70 | R
06AMLAN_S01 | Amlan | 138 | 40 | R
06AMLAN_S02 | Amlan | 138 | 20 | R
06AMLAN_S03 | Amlan | 139 | 20 | R
CEBU
05COMPST_C01 | Compostela | 138 | 20 | C
05COMPST_C02 | Compostela | 138 | 20 | C
05CEBU_C02 | Cebu | 138 | 20 | C
05CEBU_C03 | Cebu | 138 | 20 | C
05CEB69_C01 | Cebu | 69 | 7.5 | C
05CEB69_C02 | Mandaue | 69 | 7.5 | C
05CEB69_C03 | Mandaue | 69 | 7.5 | C
05DAANB_S01 | Daan Bantayan | 230 | 30 | R
05DAANB_S02 | Daan Bantayan | 230 | 50 | R
05DAANB_S03 | Daan Bantayan | 230 | 30 | R
05DAANB_S04 | Daan Bantayan | 230 | 30 | R
05DAANB_S05 | Daan Bantayan | 230 | 50 | R
05COMPST_S01 | Compostela | 230 | 30 | R
05MAGDU_S01 | Magdugo | 230 | 70 | R
05MAGDU_S02 | Magdugo | 230 | 70 | R
5DMA_S01 | Dumanjug | 230 | 70 | R
5DMA_S02 | Dumanjug | 230 | 70 | R
BOHOL
7CRELLA_C01 | Corella | 69 | 5 | C
7CRELLA_C02 | Corella | 69 | 5 | C
7CRELLA_C03 | Corella | 69 | 5 | C
7CRELLA_C04 | Corella | 69 | 2.5 | C
7CRELLA_C05 | Corella | 69 | 5 | C
7CRELLA_C06 | Corella | 69 | 7.5 | C
7CRELLA_C07 | Corella | 69 | 5 | C
7CRELLA_C08 | Corella | 69 | 5 | C
7UBAY_C01 | Ubay | 69 | 5 | C
7UBAY_C02 | Ubay | 69 | 5 | C
07UBAY_S01 | Ubay | 138 | 15 | R
7CRA_S01 | Corella | 230 | 70 | R
7CRA_S02 | Corella | 230 | 70 | R
LEYTE-SAMAR
04PARAN_C01 | Paranas | 69 | 7.5 | C
04BABAT_C01 | Babatngon | 69 | 7.5 | C
04BABAT_C02 | Babatngon | 69 | 7.5 | C
04ORMOC_C01 | Ormoc | 69 | 5 | C
04ORMOC_C02 | Ormoc | 69 | 5 | C
04MAASI_C01 | Maasin | 69 | 7.5 | C
04TABAN_S01 | Tabango | 230 | 50 | R
04TABAN_S02 | Tabango | 230 | 50 | R
04TABAN_S03 | Tabango | 230 | 50 | R
04TABAN_S04 | Tabango | 230 | 50 | R
04MAASI_S01 | Maasin | 138 | 30 | R

## Loads (12221000)
Run Time | Market Type | Time Interval | Region | Resource | Resource Type | Scheduled MW | LMP | Loss Factor | LMP SMP | LMP Loss | LMP Congestion
12/22/2025 10:00:00 AM | RTD | 12/22/2025 10:05:00 AM | CVIS | 04BABAT_SS | NL | 0 | 2950.4824 | 1.0229 | 3018.0875 | -67.6052 | 0
12/22/2025 10:00:00 AM | RTD | 12/22/2025 10:05:00 AM | CVIS | 04BABAT_T1L1 | NL | -55.84 | 2949.8787 | 1.0231 | 3018.0875 | -68.2088 | 0
12/22/2025 10:00:00 AM | RTD | 12/22/2025 10:05:00 AM | CVIS | 04BAGLI_T1L1 | NL | -3.74 | 2951.6896 | 1.0225 | 3018.0875 | -66.3979 | 0
12/22/2025 10:00:00 AM | RTD | 12/22/2025 10:05:00 AM | CVIS | 04BAGLI_T1L2 | NL | -6.65 | 2951.6896 | 1.0225 | 3018.0875 | -66.3979 | 0
12/22/2025 10:00:00 AM | RTD | 12/22/2025 10:05:00 AM | CVIS | 04CLBYOG_L02 | NL | -31.62 | 2981.2669 | 1.0124 | 3018.0875 | -36.8207 | 0
12/22/2025 10:00:00 AM | RTD | 12/22/2025 10:05:00 AM | CVIS | 04CLBYOG_SS | NL | 0 | 2981.5687 | 1.0122 | 3018.0875 | -36.5189 | 0
12/22/2025 10:00:00 AM | RTD | 12/22/2025 10:05:00 AM | CVIS | 04ISABE_SS | NL | 0 | 2880.4627 | 1.0478 | 3018.0875 | -137.6248 | 0
12/22/2025 10:00:00 AM | RTD | 12/22/2025 10:05:00 AM | CVIS | 04ISABE_T1L1 | NL | -8.56 | 2880.4627 | 1.0478 | 3018.0875 | -137.6248 | 0
12/22/2025 10:00:00 AM | RTD | 12/22/2025 10:05:00 AM | CVIS | 04ISABE_T2L1 | NL | 0 | 2880.4627 | 1.0478 | 3018.0875 | -137.6248 | 0
12/22/2025 10:00:00 AM | RTD | 12/22/2025 10:05:00 AM | CVIS | 04ISABE_T3L1 | NL | -0.54 | 2880.4627 | 1.0478 | 3018.0875 | -137.6248 | 0
12/22/2025 10:00:00 AM | RTD | 12/22/2025 10:05:00 AM | CVIS | 04ISABE_T4L2 | NL | -5.69 | 2880.4627 | 1.0478 | 3018.0875 | -137.6248 | 0
12/22/2025 10:00:00 AM | RTD | 12/22/2025 10:05:00 AM | CVIS | 04ISABE_T5L2 | NL | -0.17 | 2880.4627 | 1.0478 | 3018.0875 | -137.6248 | 0
12/22/2025 10:00:00 AM | RTD | 12/22/2025 10:05:00 AM | CVIS | 04LEYTE_S01 | NL | 0 | 2883.4808 | 1.0466 | 3018.0875 | -134.6067 | 0
12/22/2025 10:00:00 AM | RTD | 12/22/2025 10:05:00 AM | CVIS | 04MAASI_SS | NL | 0 | 2968.2891 | 1.0167 | 3018.0875 | -49.7984 | 0
12/22/2025 10:00:00 AM | RTD | 12/22/2025 10:05:00 AM | CVIS | 04MAASI_T1L1 | NL | -9.21 | 2970.7036 | 1.016 | 3018.0875 | -47.384 | 0
12/22/2025 10:00:00 AM | RTD | 12/22/2025 10:05:00 AM | CVIS | 04MAASI_T2L2 | NL | -29.88 | 2970.7036 | 1.016 | 3018.0875 | -47.384 | 0
12/22/2025 10:00:00 AM | RTD | 12/22/2025 10:05:00 AM | CVIS | 04ORMOC_BATL | NL | 0 | 2881.0664 | 1.0476 | 3018.0875 | -137.0212 | 0
12/22/2025 10:00:00 AM | RTD | 12/22/2025 10:05:00 AM | CVIS | 04ORMOC_SS | NL | 0 | 2884.3862 | 1.0464 | 3018.0875 | -133.7013 | 0
12/22/2025 10:00:00 AM | RTD | 12/22/2025 10:05:00 AM | CVIS | 04ORMOC_T2L1 | NL | 0 | 2881.0664 | 1.0476 | 3018.0875 | -137.0212 | 0
12/22/2025 10:00:00 AM | RTD | 12/22/2025 10:05:00 AM | CVIS | 04ORMOC_T2L2 | NL | -41.83 | 2881.0664 | 1.0476 | 3018.0875 | -137.0212 | 0
12/22/2025 10:00:00 AM | RTD | 12/22/2025 10:05:00 AM | CVIS | 04PARA_SS | NL | 0 | 2958.6312 | 1.0201 | 3018.0875 | -59.4563 | 0
12/22/2025 10:00:00 AM | RTD | 12/22/2025 10:05:00 AM | CVIS | 04SNAGU_L01 | NL | 0 | 2981.2669 | 1.0123 | 3018.0875 | -36.8207 | 0
12/22/2025 10:00:00 AM | RTD | 12/22/2025 10:05:00 AM | CVIS | 04STAR_SS | NL | 0 | 2951.9914 | 1.0224 | 3018.0875 | -66.0961 | 0
12/22/2025 10:00:00 AM | RTD | 12/22/2025 10:05:00 AM | CVIS | 04TABAN_BATL | NL | 0 | 2907.0219 | 1.0382 | 3018.0875 | -111.0656 | 0
12/22/2025 10:00:00 AM | RTD | 12/22/2025 10:05:00 AM | CVIS | 04TABAN_SS | NL | 0 | 2907.0219 | 1.0382 | 3018.0875 | -111.0656 | 0
12/22/2025 10:00:00 AM | RTD | 12/22/2025 10:05:00 AM | CVIS | 04TABAN_T1L1 | NL | 0 | 3018.0875 | 1 | 3018.0875 | 0 | 0
12/22/2025 10:00:00 AM | RTD | 12/22/2025 10:05:00 AM | CVIS | 04TONGO_BATL | NL | 0 | 2867.1831 | 1.0526 | 3018.0875 | -150.9044 | 0
12/22/2025 10:00:00 AM | RTD | 12/22/2025 10:05:00 AM | CVIS | 04TONGO_T2L2 | NL | -6.26 | 2867.485 | 1.0525 | 3018.0875 | -150.6026 | 0
12/22/2025 10:00:00 AM | RTD | 12/22/2025 10:05:00 AM | CVIS | 04VIS_002 | NL | 0 | 2884.3862 | 1.0464 | 3018.0875 | -133.7013 | 0
12/22/2025 10:00:00 AM | RTD | 12/22/2025 10:05:00 AM | CVIS | 04WRIGH_T1L1 | NL | -13.17 | 2959.2348 | 1.0199 | 3018.0875 | -58.8527 | 0
12/22/2025 10:00:00 AM | RTD | 12/22/2025 10:05:00 AM | CVIS | 04WRIGH_T2L2 | NL | 0 | 2738.9144 | 1.102 | 3018.0875 | -279.1731 | 0
12/22/2025 10:00:00 AM | RTD | 12/22/2025 10:05:00 AM | CVIS | 05BANIL_T1L1 | NL | -66.82 | 3028.349 | 0.9967 | 3018.0875 | 10.2615 | 0
12/22/2025 10:00:00 AM | RTD | 12/22/2025 10:05:00 AM | CVIS | 05BANIL_T1L2 | NL | -75.8 | 3028.349 | 0.9967 | 3018.0875 | 10.2615 | 0
12/22/2025 10:00:00 AM | RTD | 12/22/2025 10:05:00 AM | CVIS | 05BANIL_T1L3 | NL | -75.66 | 3028.349 | 0.9966 | 3018.0875 | 10.2615 | 0
12/22/2025 10:00:00 AM | RTD | 12/22/2025 10:05:00 AM | CVIS | 05CALUNG_CEP | NL | 0 | 3001.1862 | 1.0057 | 3018.0875 | -16.9013 | 0
12/22/2025 10:00:00 AM | RTD | 12/22/2025 10:05:00 AM | CVIS | 05CDPPI_SS1 | NL | 0 | 3018.0875 | 1 | 3018.0875 | 0 | 0
12/22/2025 10:00:00 AM | RTD | 12/22/2025 10:05:00 AM | CVIS | 05CDPPI_SS2 | NL | 0 | 3018.0875 | 1 | 3018.0875 | 0 | 0
12/22/2025 10:00:00 AM | RTD | 12/22/2025 10:05:00 AM | CVIS | 05CEBU_SS | NL | 0 | 3022.9165 | 0.9984 | 3018.0875 | 4.8289 | 0
12/22/2025 10:00:00 AM | RTD | 12/22/2025 10:05:00 AM | CVIS | 05CEDC_SS | NL | -30.46 | 2997.5645 | 1.0069 | 3018.0875 | -20.523 | 0
12/22/2025 10:00:00 AM | RTD | 12/22/2025 10:05:00 AM | CVIS | 05CEMEX_L01 | NL | 0 | 3018.0875 | 1 | 3018.0875 | 0 | 0
12/22/2025 10:00:00 AM | RTD | 12/22/2025 10:05:00 AM | CVIS | 05COLON_L01 | NL | -17.68 | 3018.3893 | 0.9999 | 3018.0875 | 0.3018 | 0
12/22/2025 10:00:00 AM | RTD | 12/22/2025 10:05:00 AM | CVIS | 05COMPS_SS | NL | 0 | 3009.3351 | 1.0029 | 3018.0875 | -8.7525 | 0
12/22/2025 10:00:00 AM | RTD | 12/22/2025 10:05:00 AM | CVIS | 05COMPS_T1L1 | NL | -32.49 | 3014.7676 | 1.0011 | 3018.0875 | -3.3199 | 0
12/22/2025 10:00:00 AM | RTD | 12/22/2025 10:05:00 AM | CVIS | 05COMPS_T2L2 | NL | -61.28 | 3014.7676 | 1.0011 | 3018.0875 | -3.3199 | 0
12/22/2025 10:00:00 AM | RTD | 12/22/2025 10:05:00 AM | CVIS | 05DAANB_SS | NL | 0 | 2948.6715 | 1.0235 | 3018.0875 | -69.416 | 0
12/22/2025 10:00:00 AM | RTD | 12/22/2025 10:05:00 AM | CVIS | 05DMAN_SS | NL | -0.64 | 3011.1459 | 1.0023 | 3018.0875 | -6.9416 | 0
12/22/2025 10:00:00 AM | RTD | 12/22/2025 10:05:00 AM | CVIS | 05DMA_L01 | NL | 0 | 3005.4116 | 1.0043 | 3018.0875 | -12.676 | 0
12/22/2025 10:00:00 AM | RTD | 12/22/2025 10:05:00 AM | CVIS | 05KSPC_SS1 | NL | 0 | 3015.9749 | 1.0007 | 3018.0875 | -2.1127 | 0
12/22/2025 10:00:00 AM | RTD | 12/22/2025 10:05:00 AM | CVIS | 05KSPC_SS2 | NL | -6.77 | 3015.9749 | 1.0007 | 3018.0875 | -2.1127 | 0
12/22/2025 10:00:00 AM | RTD | 12/22/2025 10:05:00 AM | CVIS | 05LAPU_SS | NL | 0 | 3047.9666 | 0.9902 | 3018.0875 | 29.8791 | 0
12/22/2025 10:00:00 AM | RTD | 12/22/2025 10:05:00 AM | CVIS | 05MCTAN_T1L1 | NL | -117.58 | 3048.2684 | 0.9901 | 3018.0875 | 30.1809 | 0
12/22/2025 10:00:00 AM | RTD | 12/22/2025 10:05:00 AM | CVIS | 05MNDUE_SS | NL | 0 | 3045.2503 | 0.991 | 3018.0875 | 27.1628 | 0
12/22/2025 10:00:00 AM | RTD | 12/22/2025 10:05:00 AM | CVIS | 05MNDUE_T1L1 | NL | -0.44 | 3045.5521 | 0.991 | 3018.0875 | 27.4646 | 0
12/22/2025 10:00:00 AM | RTD | 12/22/2025 10:05:00 AM | CVIS | 05MNDUE_T1L2 | NL | 0 | 3018.0875 | 1 | 3018.0875 | 0 | 0
12/22/2025 10:00:00 AM | RTD | 12/22/2025 10:05:00 AM | CVIS | 05MNDUE_T1L4 | NL | 0 | 3045.5521 | 0.991 | 3018.0875 | 27.4646 | 0
12/22/2025 10:00:00 AM | RTD | 12/22/2025 10:05:00 AM | CVIS | 05MNDUE_T1L5 | NL | -21.52 | 3045.5521 | 0.991 | 3018.0875 | 27.4646 | 0
12/22/2025 10:00:00 AM | RTD | 12/22/2025 10:05:00 AM | CVIS | 05NAGA_T1L1 | NL | 0 | 3018.0875 | 1 | 3018.0875 | 0 | 0
12/22/2025 10:00:00 AM | RTD | 12/22/2025 10:05:00 AM | CVIS | 05NAGA_T2L2 | NL | 0 | 3018.0875 | 1 | 3018.0875 | 0 | 0
12/22/2025 10:00:00 AM | RTD | 12/22/2025 10:05:00 AM | CVIS | 05NAGLES_L01 | NL | -60.56 | 3028.0472 | 0.9967 | 3018.0875 | 9.9597 | 0
12/22/2025 10:00:00 AM | RTD | 12/22/2025 10:05:00 AM | CVIS | 05NNAGVE_L01 | NL | -60.65 | 3018.0875 | 1 | 3018.0875 | 0 | 0
12/22/2025 10:00:00 AM | RTD | 12/22/2025 10:05:00 AM | CVIS | 05NNAGVE_L02 | NL | -44.45 | 3018.0875 | 1 | 3018.0875 | 0 | 0
12/22/2025 10:00:00 AM | RTD | 12/22/2025 10:05:00 AM | CVIS | 05QUIOT_T1L1 | NL | -135.71 | 3035.8942 | 0.9941 | 3018.0875 | 17.8067 | 0
12/22/2025 10:00:00 AM | RTD | 12/22/2025 10:05:00 AM | CVIS | 05SAMB_L01 | NL | -3.94 | 2969.4963 | 1.0164 | 3018.0875 | -48.5912 | 0
12/22/2025 10:00:00 AM | RTD | 12/22/2025 10:05:00 AM | CVIS | 05SAMB_L02 | NL | 0 | 3018.0875 | 1 | 3018.0875 | 0 | 0
12/22/2025 10:00:00 AM | RTD | 12/22/2025 10:05:00 AM | CVIS | 05SAMB_SS | NL | -0.02 | 2969.4963 | 1.0164 | 3018.0875 | -48.5912 | 0
12/22/2025 10:00:00 AM | RTD | 12/22/2025 10:05:00 AM | CVIS | 05TALATR1_SS | NL | 0 | 3001.1862 | 1.0057 | 3018.0875 | -16.9013 | 0
12/22/2025 10:00:00 AM | RTD | 12/22/2025 10:05:00 AM | CVIS | 05TALAV_SS | NL | 0 | 3001.1862 | 1.0057 | 3018.0875 | -16.9013 | 0
12/22/2025 10:00:00 AM | RTD | 12/22/2025 10:05:00 AM | CVIS | 05TALAV_T1L1 | NL | -36.69 | 3001.1862 | 1.0057 | 3018.0875 | -16.9013 | 0
12/22/2025 10:00:00 AM | RTD | 12/22/2025 10:05:00 AM | CVIS | 05TALIS_T1L1 | NL | -26.98 | 2949.2751 | 1.0233 | 3018.0875 | -68.8124 | 0
12/22/2025 10:00:00 AM | RTD | 12/22/2025 10:05:00 AM | CVIS | 05THVI_SS1 | NL | -19.76 | 3005.7134 | 1.0042 | 3018.0875 | -12.3742 | 0
12/22/2025 10:00:00 AM | RTD | 12/22/2025 10:05:00 AM | CVIS | 05THVI_SS2 | NL | -18.29 | 3005.7134 | 1.0042 | 3018.0875 | -12.3742 | 0
12/22/2025 10:00:00 AM | RTD | 12/22/2025 10:05:00 AM | CVIS | 05TOLEDO_BATL | NL | 0 | 3001.1862 | 1.0057 | 3018.0875 | -16.9013 | 0
12/22/2025 10:00:00 AM | RTD | 12/22/2025 10:05:00 AM | CVIS | 05TOL_CARMEN | NL | -45.53 | 3008.1278 | 1.0033 | 3018.0875 | -9.9597 | 0
12/22/2025 10:00:00 AM | RTD | 12/22/2025 10:05:00 AM | CVIS | 05TPC_L01 | NL | -39.01 | 3008.1278 | 1.0033 | 3018.0875 | -9.9597 | 0
12/22/2025 10:00:00 AM | RTD | 12/22/2025 10:05:00 AM | CVIS | 05TPC_S01 | NL | -0.37 | 3008.1278 | 1.0033 | 3018.0875 | -9.9597 | 0
12/22/2025 10:00:00 AM | RTD | 12/22/2025 10:05:00 AM | CVIS | 05TPC_S02 | NL | 0 | 3008.1278 | 1.0033 | 3018.0875 | -9.9597 | 0
12/22/2025 10:00:00 AM | RTD | 12/22/2025 10:05:00 AM | CVIS | 05VIS_02 | NL | 0 | 3011.1459 | 1.0023 | 3018.0875 | -6.9416 | 0
12/22/2025 10:00:00 AM | RTD | 12/22/2025 10:05:00 AM | CVIS | 06AMLAN_SS | NL | 0 | 2944.748 | 1.0249 | 3018.0875 | -73.3395 | 0
12/22/2025 10:00:00 AM | RTD | 12/22/2025 10:05:00 AM | CVIS | 06AMLAN_T1L1 | NL | -23.92 | 2945.3516 | 1.0247 | 3018.0875 | -72.7359 | 0
12/22/2025 10:00:00 AM | RTD | 12/22/2025 10:05:00 AM | CVIS | 06AMLAN_T2L2 | NL | -60.22 | 2945.3516 | 1.0247 | 3018.0875 | -72.7359 | 0
12/22/2025 10:00:00 AM | RTD | 12/22/2025 10:05:00 AM | CVIS | 06BACOL_SS | NL | 0 | 3036.7997 | 0.9939 | 3018.0875 | 18.7121 | 0
12/22/2025 10:00:00 AM | RTD | 12/22/2025 10:05:00 AM | CVIS | 06BACOL_T1L1 | NL | -45.94 | 3036.7997 | 0.9939 | 3018.0875 | 18.7121 | 0
12/22/2025 10:00:00 AM | RTD | 12/22/2025 10:05:00 AM | CVIS | 06BACOL_T1L2 | NL | -35.13 | 3036.7997 | 0.9939 | 3018.0875 | 18.7121 | 0
12/22/2025 10:00:00 AM | RTD | 12/22/2025 10:05:00 AM | CVIS | 06BACOL_T2L2 | NL | -32 | 3036.7997 | 0.9939 | 3018.0875 | 18.7121 | 0
12/22/2025 10:00:00 AM | RTD | 12/22/2025 10:05:00 AM | CVIS | 06BACOL_T3L3 | NL | -30.45 | 3036.7997 | 0.9939 | 3018.0875 | 18.7121 | 0
12/22/2025 10:00:00 AM | RTD | 12/22/2025 10:05:00 AM | CVIS | 06BBGPP_L01 | NL | 0 | 3036.7997 | 0.9939 | 3018.0875 | 18.7121 | 0
12/22/2025 10:00:00 AM | RTD | 12/22/2025 10:05:00 AM | CVIS | 06BCLBAS_LD1 | NL | -46.55 | 3036.7997 | 0.9939 | 3018.0875 | 18.7121 | 0
12/22/2025 10:00:00 AM | RTD | 12/22/2025 10:05:00 AM | CVIS | 06BCL_SS | NL | 0 | 3034.687 | 0.9946 | 3018.0875 | 16.5995 | 0
12/22/2025 10:00:00 AM | RTD | 12/22/2025 10:05:00 AM | CVIS | 06CADIZL_SS | NL | 0 | 3018.0875 | 1 | 3018.0875 | 0 | 0
12/22/2025 10:00:00 AM | RTD | 12/22/2025 10:05:00 AM | CVIS | 06CADIZL_T1L1 | NL | -24.12 | 3018.0875 | 1 | 3018.0875 | 0 | 0
12/22/2025 10:00:00 AM | RTD | 12/22/2025 10:05:00 AM | CVIS | 06CADIZL_T1L2 | NL | -8.59 | 3018.0875 | 1 | 3018.0875 | 0 | 0
12/22/2025 10:00:00 AM | RTD | 12/22/2025 10:05:00 AM | CVIS | 06CADIZL_T1L3 | NL | -1.86 | 3018.0875 | 1 | 3018.0875 | 0 | 0
12/22/2025 10:00:00 AM | RTD | 12/22/2025 10:05:00 AM | CVIS | 06CADIZL_T1L4 | NL | 0 | 3018.0875 | 1 | 3018.0875 | 0 | 0
12/22/2025 10:00:00 AM | RTD | 12/22/2025 10:05:00 AM | CVIS | 06CAY_SS | NL | 0 | 3006.0152 | 1.004 | 3018.0875 | -12.0724 | 0
12/22/2025 10:00:00 AM | RTD | 12/22/2025 10:05:00 AM | CVIS | 06CLTRAVA_SS | NL | -0.05 | 3006.317 | 1.0039 | 3018.0875 | -11.7705 | 0
12/22/2025 10:00:00 AM | RTD | 12/22/2025 10:05:00 AM | CVIS | 06GAHIT_SS | NL | -0.03 | 3029.2544 | 0.9963 | 3018.0875 | 11.1669 | 0
12/22/2025 10:00:00 AM | RTD | 12/22/2025 10:05:00 AM | CVIS | 06HELIOS_S01 | NL | 0 | 3017.1821 | 1.0003 | 3018.0875 | -0.9054 | 0
12/22/2025 10:00:00 AM | RTD | 12/22/2025 10:05:00 AM | CVIS | 06KABAN_BATL | NL | 0 | 3011.4477 | 1.0022 | 3018.0875 | -6.6398 | 0
12/22/2025 10:00:00 AM | RTD | 12/22/2025 10:05:00 AM | CVIS | 06KABAN_L01 | NL | 0 | 3011.4477 | 1.0022 | 3018.0875 | -6.6398 | 0
12/22/2025 10:00:00 AM | RTD | 12/22/2025 10:05:00 AM | CVIS | 06KABAN_SS | NL | 0 | 3011.4477 | 1.0022 | 3018.0875 | -6.6398 | 0
12/22/2025 10:00:00 AM | RTD | 12/22/2025 10:05:00 AM | CVIS | 06KABAN_T1L1 | NL | -16.62 | 3009.0333 | 1.003 | 3018.0875 | -9.0543 | 0
12/22/2025 10:00:00 AM | RTD | 12/22/2025 10:05:00 AM | CVIS | 06KABAN_T2L2 | NL | -28.7 | 3009.0333 | 1.003 | 3018.0875 | -9.0543 | 0
12/22/2025 10:00:00 AM | RTD | 12/22/2025 10:05:00 AM | CVIS | 06MABIN_SS | NL | 0 | 2983.3795 | 1.0116 | 3018.0875 | -34.708 | 0
12/22/2025 10:00:00 AM | RTD | 12/22/2025 10:05:00 AM | CVIS | 06MABIN_T1L1 | NL | -11.7 | 2983.3795 | 1.0116 | 3018.0875 | -34.708 | 0
12/22/2025 10:00:00 AM | RTD | 12/22/2025 10:05:00 AM | CVIS | 06MABIN_T2L2 | NL | -0.36 | 2983.3795 | 1.0116 | 3018.0875 | -34.708 | 0
12/22/2025 10:00:00 AM | RTD | 12/22/2025 10:05:00 AM | CVIS | 06PAL1A_SS | NL | -6.29 | 2920.3015 | 1.0335 | 3018.0875 | -97.786 | 0
12/22/2025 10:00:00 AM | RTD | 12/22/2025 10:05:00 AM | CVIS | 06PGPP2_SS | NL | -6.85 | 2916.9816 | 1.0347 | 3018.0875 | -101.1059 | 0
12/22/2025 10:00:00 AM | RTD | 12/22/2025 10:05:00 AM | CVIS | 06SNCARLOS_SS | NL | -0.37 | 2987.9066 | 1.0101 | 3018.0875 | -30.1809 | 0
12/22/2025 10:00:00 AM | RTD | 12/22/2025 10:05:00 AM | CVIS | 06SONEG_BATL | NL | 0 | 2916.9816 | 1.0347 | 3018.0875 | -101.1059 | 0
12/22/2025 10:00:00 AM | RTD | 12/22/2025 10:05:00 AM | CVIS | 06VISTASOL_L01 | NL | 0 | 3036.7997 | 0.9939 | 3018.0875 | 18.7121 | 0
12/22/2025 10:00:00 AM | RTD | 12/22/2025 10:05:00 AM | CVIS | 07BOHOL_T1L1 | NL | -19.43 | 3050.9847 | 0.9892 | 3018.0875 | 32.8972 | 0
12/22/2025 10:00:00 AM | RTD | 12/22/2025 10:05:00 AM | CVIS | 07BOHOL_T4L4 | NL | 0 | 3050.9847 | 0.9892 | 3018.0875 | 32.8972 | 0
12/22/2025 10:00:00 AM | RTD | 12/22/2025 10:05:00 AM | CVIS | 07COREL_T1L1 | NL | -11.21 | 3022.6147 | 0.9985 | 3018.0875 | 4.5271 | 0
12/22/2025 10:00:00 AM | RTD | 12/22/2025 10:05:00 AM | CVIS | 07COREL_T1L2 | NL | -8.16 | 3022.6147 | 0.9985 | 3018.0875 | 4.5271 | 0
12/22/2025 10:00:00 AM | RTD | 12/22/2025 10:05:00 AM | CVIS | 07COREL_T1L3 | NL | -62.93 | 3022.6147 | 0.9985 | 3018.0875 | 4.5271 | 0
12/22/2025 10:00:00 AM | RTD | 12/22/2025 10:05:00 AM | CVIS | 07CRA_SS | NL | 0 | 3020.2002 | 0.9993 | 3018.0875 | 2.1127 | 0
12/22/2025 10:00:00 AM | RTD | 12/22/2025 10:05:00 AM | CVIS | 07UBAY_BATL | NL | 0 | 3050.9847 | 0.9892 | 3018.0875 | 32.8972 | 0
12/22/2025 10:00:00 AM | RTD | 12/22/2025 10:05:00 AM | CVIS | 07UBAY_T1L1 | NL | -20.68 | 3050.9847 | 0.9892 | 3018.0875 | 32.8972 | 0
12/22/2025 10:00:00 AM | RTD | 12/22/2025 10:05:00 AM | CVIS | 07UBAY_T2L2 | NL | -3.79 | 3050.9847 | 0.9892 | 3018.0875 | 32.8972 | 0
12/22/2025 10:00:00 AM | RTD | 12/22/2025 10:05:00 AM | CVIS | 07UBAY_T3L3 | NL | 0 | 3050.9847 | 0.9892 | 3018.0875 | 32.8972 | 0
12/22/2025 10:00:00 AM | RTD | 12/22/2025 10:05:00 AM | CVIS | 08BANTAP_L01 | NL | -24.08 | 3143.64 | 0.9601 | 3018.0875 | 125.5524 | 0
12/22/2025 10:00:00 AM | RTD | 12/22/2025 10:05:00 AM | CVIS | 08BARO_SS | NL | -0.01 | 3033.178 | 0.995 | 3018.0875 | 15.0904 | 0
12/22/2025 10:00:00 AM | RTD | 12/22/2025 10:05:00 AM | CVIS | 08BARTAC_L01 | NL | 0 | 3018.0875 | 1 | 3018.0875 | 0 | 0
12/22/2025 10:00:00 AM | RTD | 12/22/2025 10:05:00 AM | CVIS | 08BARTAC_SS | NL | 0 | 3033.178 | 0.995 | 3018.0875 | 15.0904 | 0
12/22/2025 10:00:00 AM | RTD | 12/22/2025 10:05:00 AM | CVIS | 08BVISTA_L01 | NL | -7.33 | 3144.8472 | 0.9597 | 3018.0875 | 126.7597 | 0
12/22/2025 10:00:00 AM | RTD | 12/22/2025 10:05:00 AM | CVIS | 08BVISTA_L02 | NL | -4.31 | 3144.8472 | 0.9597 | 3018.0875 | 126.7597 | 0
12/22/2025 10:00:00 AM | RTD | 12/22/2025 10:05:00 AM | CVIS | 08CONCP_T1L1 | NL | -16.33 | 3020.8038 | 0.9991 | 3018.0875 | 2.7163 | 0
12/22/2025 10:00:00 AM | RTD | 12/22/2025 10:05:00 AM | CVIS | 08DINGL_SS | NL | 0 | 3081.4674 | 0.9794 | 3018.0875 | 63.3798 | 0
12/22/2025 10:00:00 AM | RTD | 12/22/2025 10:05:00 AM | CVIS | 08DINGL_T1L1 | NL | -9.42 | 3081.4674 | 0.9794 | 3018.0875 | 63.3798 | 0
12/22/2025 10:00:00 AM | RTD | 12/22/2025 10:05:00 AM | CVIS | 08DINGL_T1L2 | NL | -7.97 | 3081.4674 | 0.9794 | 3018.0875 | 63.3798 | 0
12/22/2025 10:00:00 AM | RTD | 12/22/2025 10:05:00 AM | CVIS | 08DINGL_T1L3 | NL | -30.02 | 3081.4674 | 0.9794 | 3018.0875 | 63.3798 | 0
12/22/2025 10:00:00 AM | RTD | 12/22/2025 10:05:00 AM | CVIS | 08DINGL_T1L4 | NL | -7.15 | 3081.4674 | 0.9794 | 3018.0875 | 63.3798 | 0
12/22/2025 10:00:00 AM | RTD | 12/22/2025 10:05:00 AM | CVIS | 08DINGL_T2L1 | NL | 0 | 3081.4674 | 0.9794 | 3018.0875 | 63.3798 | 0
12/22/2025 10:00:00 AM | RTD | 12/22/2025 10:05:00 AM | CVIS | 08DINGL_T2L2 | NL | 0 | 3081.4674 | 0.9794 | 3018.0875 | 63.3798 | 0
12/22/2025 10:00:00 AM | RTD | 12/22/2025 10:05:00 AM | CVIS | 08ILO_SS1 | NL | 0 | 3048.5702 | 0.99 | 3018.0875 | 30.4827 | 0
12/22/2025 10:00:00 AM | RTD | 12/22/2025 10:05:00 AM | CVIS | 08NABAS_L01 | NL | -33.43 | 3191.0239 | 0.9458 | 3018.0875 | 172.9364 | 0
12/22/2025 10:00:00 AM | RTD | 12/22/2025 10:05:00 AM | CVIS | 08NABAS_L02 | NL | -38.13 | 3191.0239 | 0.9458 | 3018.0875 | 172.9364 | 0
12/22/2025 10:00:00 AM | RTD | 12/22/2025 10:05:00 AM | CVIS | 08NABAS_L03 | NL | -4.04 | 3191.0239 | 0.9458 | 3018.0875 | 172.9364 | 0
12/22/2025 10:00:00 AM | RTD | 12/22/2025 10:05:00 AM | CVIS | 08NABAS_SS | NL | 0 | 3191.3257 | 0.9457 | 3018.0875 | 173.2382 | 0
12/22/2025 10:00:00 AM | RTD | 12/22/2025 10:05:00 AM | CVIS | 08PALM_S01 | NL | -6.89 | 3020.502 | 0.9992 | 3018.0875 | 2.4145 | 0
12/22/2025 10:00:00 AM | RTD | 12/22/2025 10:05:00 AM | CVIS | 08PANIT_SS | NL | 0 | 3143.64 | 0.9601 | 3018.0875 | 125.5524 | 0
12/22/2025 10:00:00 AM | RTD | 12/22/2025 10:05:00 AM | CVIS | 08PANIT_T1L1 | NL | -53.57 | 3143.0363 | 0.9602 | 3018.0875 | 124.9488 | 0
12/22/2025 10:00:00 AM | RTD | 12/22/2025 10:05:00 AM | CVIS | 08PANIT_T2L2 | NL | 0 | 3143.0363 | 0.9602 | 3018.0875 | 124.9488 | 0
12/22/2025 10:00:00 AM | RTD | 12/22/2025 10:05:00 AM | CVIS | 08PDPP3_S01 | NL | 0 | 3081.4674 | 0.9794 | 3018.0875 | 63.3798 | 0
12/22/2025 10:00:00 AM | RTD | 12/22/2025 10:05:00 AM | CVIS | 08PEDC_SS1 | NL | -8.81 | 3048.2684 | 0.9901 | 3018.0875 | 30.1809 | 0
12/22/2025 10:00:00 AM | RTD | 12/22/2025 10:05:00 AM | CVIS | 08PEDC_SS2 | NL | -8.18 | 3048.2684 | 0.9901 | 3018.0875 | 30.1809 | 0
12/22/2025 10:00:00 AM | RTD | 12/22/2025 10:05:00 AM | CVIS | 08PEDC_SS3 | NL | -15.21 | 3048.2684 | 0.9901 | 3018.0875 | 30.1809 | 0
12/22/2025 10:00:00 AM | RTD | 12/22/2025 10:05:00 AM | CVIS | 08PEDC_T1L1 | NL | -42.71 | 3048.5702 | 0.99 | 3018.0875 | 30.4827 | 0
12/22/2025 10:00:00 AM | RTD | 12/22/2025 10:05:00 AM | CVIS | 08PEDC_T1L2 | NL | 0 | 3048.5702 | 0.99 | 3018.0875 | 30.4827 | 0
12/22/2025 10:00:00 AM | RTD | 12/22/2025 10:05:00 AM | CVIS | 08SLWIND_L01 | NL | 0 | 3144.8472 | 0.9597 | 3018.0875 | 126.7597 | 0
12/22/2025 10:00:00 AM | RTD | 12/22/2025 10:05:00 AM | CVIS | 08SNJOSE_L01 | NL | -0.06 | 3125.5314 | 0.9656 | 3018.0875 | 107.4439 | 0
12/22/2025 10:00:00 AM | RTD | 12/22/2025 10:05:00 AM | CVIS | 08SNJOSE_L02 | NL | -19.7 | 3125.5314 | 0.9656 | 3018.0875 | 107.4439 | 0
12/22/2025 10:00:00 AM | RTD | 12/22/2025 10:05:00 AM | CVIS | 08SNJOSE_L03 | NL | -3.68 | 3125.5314 | 0.9656 | 3018.0875 | 107.4439 | 0
12/22/2025 10:00:00 AM | RTD | 12/22/2025 10:05:00 AM | CVIS | 08SNJOSE_SS | NL | 0 | 3127.6441 | 0.965 | 3018.0875 | 109.5566 | 0
12/22/2025 10:00:00 AM | RTD | 12/22/2025 10:05:00 AM | CVIS | 08STBAR_SS1 | NL | -0.24 | 3076.6384 | 0.981 | 3018.0875 | 58.5509 | 0
12/22/2025 10:00:00 AM | RTD | 12/22/2025 10:05:00 AM | CVIS | 08STBAR_SS2 | NL | 0 | 3079.0529 | 0.9802 | 3018.0875 | 60.9654 | 0
12/22/2025 10:00:00 AM | RTD | 12/22/2025 10:05:00 AM | CVIS | 08STBAR_SS3 | NL | 0 | 3079.0529 | 0.9802 | 3018.0875 | 60.9654 | 0
12/22/2025 10:00:00 AM | RTD | 12/22/2025 10:05:00 AM | CVIS | 08STBAR_T1L1 | NL | -35.33 | 3079.0529 | 0.9802 | 3018.0875 | 60.9654 | 0
12/22/2025 10:00:00 AM | RTD | 12/22/2025 10:05:00 AM | CVIS | 08STBAR_T2L2 | NL | -43.39 | 3079.0529 | 0.9802 | 3018.0875 | 60.9654 | 0

## Loads (01282300)
Run Time | Market Type | Time Interval | Region | Resource | Resource Type | Scheduled MW | LMP | Loss Factor | LMP SMP | LMP Loss | LMP Congestion
1/28/2026 23:00 | RTD | 1/28/2026 23:05 | CVIS | 04BABAT_SS | NL | 0 | 4772.9023 | 1.0684 | 5099.2546 | -326.3523 | 0
1/28/2026 23:00 | RTD | 1/28/2026 23:05 | CVIS | 04BABAT_T1L1 | NL | -37.69 | 4773.4122 | 1.0683 | 5099.2546 | -325.8424 | 0
1/28/2026 23:00 | RTD | 1/28/2026 23:05 | CVIS | 04BAGLI_T1L1 | NL | -2.72 | 4775.4519 | 1.0678 | 5099.2546 | -323.8027 | 0
1/28/2026 23:00 | RTD | 1/28/2026 23:05 | CVIS | 04BAGLI_T1L2 | NL | -5.28 | 4775.4519 | 1.0678 | 5099.2546 | -323.8027 | 0
1/28/2026 23:00 | RTD | 1/28/2026 23:05 | CVIS | 04CLBYOG_L02 | NL | -24.35 | 4823.3849 | 1.0572 | 5099.2546 | -275.8697 | 0
1/28/2026 23:00 | RTD | 1/28/2026 23:05 | CVIS | 04CLBYOG_SS | NL | 0 | 4823.8948 | 1.0571 | 5099.2546 | -275.3597 | 0
1/28/2026 23:00 | RTD | 1/28/2026 23:05 | CVIS | 04ISABE_SS | NL | 0 | 4669.8973 | 1.0919 | 5099.2546 | -429.3572 | 0
1/28/2026 23:00 | RTD | 1/28/2026 23:05 | CVIS | 04ISABE_T1L1 | NL | -7.62 | 4669.8973 | 1.0919 | 5099.2546 | -429.3572 | 0
1/28/2026 23:00 | RTD | 1/28/2026 23:05 | CVIS | 04ISABE_T2L1 | NL | -0.08 | 4669.8973 | 1.0919 | 5099.2546 | -429.3572 | 0
1/28/2026 23:00 | RTD | 1/28/2026 23:05 | CVIS | 04ISABE_T3L1 | NL | -0.54 | 4669.8973 | 1.0919 | 5099.2546 | -429.3572 | 0
1/28/2026 23:00 | RTD | 1/28/2026 23:05 | CVIS | 04ISABE_T4L2 | NL | -6.21 | 4669.8973 | 1.0919 | 5099.2546 | -429.3572 | 0
1/28/2026 23:00 | RTD | 1/28/2026 23:05 | CVIS | 04ISABE_T5L2 | NL | -0.16 | 4669.8973 | 1.0919 | 5099.2546 | -429.3572 | 0
1/28/2026 23:00 | RTD | 1/28/2026 23:05 | CVIS | 04LEYTE_S01 | NL | 0 | 4684.6852 | 1.0885 | 5099.2546 | -414.5694 | 0
1/28/2026 23:00 | RTD | 1/28/2026 23:05 | CVIS | 04MAASI_SS | NL | 0 | 4843.272 | 1.0528 | 5099.2546 | -255.9826 | 0
1/28/2026 23:00 | RTD | 1/28/2026 23:05 | CVIS | 04MAASI_T1L1 | NL | -7.29 | 4853.4705 | 1.0506 | 5099.2546 | -245.7841 | 0
1/28/2026 23:00 | RTD | 1/28/2026 23:05 | CVIS | 04MAASI_T2L2 | NL | -21.97 | 4853.4705 | 1.0506 | 5099.2546 | -245.7841 | 0
1/28/2026 23:00 | RTD | 1/28/2026 23:05 | CVIS | 04ORMOC_BATL | NL | 0 | 4678.5661 | 1.0899 | 5099.2546 | -420.6885 | 0
1/28/2026 23:00 | RTD | 1/28/2026 23:05 | CVIS | 04ORMOC_SS | NL | 0 | 4684.1752 | 1.0886 | 5099.2546 | -415.0793 | 0
1/28/2026 23:00 | RTD | 1/28/2026 23:05 | CVIS | 04ORMOC_T2L1 | NL | 0 | 4678.5661 | 1.0899 | 5099.2546 | -420.6885 | 0
1/28/2026 23:00 | RTD | 1/28/2026 23:05 | CVIS | 04ORMOC_T2L2 | NL | -29.56 | 4678.5661 | 1.0899 | 5099.2546 | -420.6885 | 0
1/28/2026 23:00 | RTD | 1/28/2026 23:05 | CVIS | 04PARA_SS | NL | 0 | 4795.339 | 1.0634 | 5099.2546 | -303.9156 | 0
1/28/2026 23:00 | RTD | 1/28/2026 23:05 | CVIS | 04SNAGU_L01 | NL | 0 | 4823.3849 | 1.0572 | 5099.2546 | -275.8697 | 0
1/28/2026 23:00 | RTD | 1/28/2026 23:05 | CVIS | 04STAR_SS | NL | 0 | 4775.4519 | 1.0679 | 5099.2546 | -323.8027 | 0
1/28/2026 23:00 | RTD | 1/28/2026 23:05 | CVIS | 04TABAN_BATL | NL | 0 | 5099.2546 | 1 | 5099.2546 | 0 | 0
1/28/2026 23:00 | RTD | 1/28/2026 23:05 | CVIS | 04TABAN_SS | NL | 0 | 4762.7038 | 1.0707 | 5099.2546 | -336.5508 | 0
1/28/2026 23:00 | RTD | 1/28/2026 23:05 | CVIS | 04TABAN_T1L1 | NL | 0 | 5099.2546 | 1 | 5099.2546 | 0 | 0
1/28/2026 23:00 | RTD | 1/28/2026 23:05 | CVIS | 04TONGO_BATL | NL | 0 | 4646.4408 | 1.0974 | 5099.2546 | -452.8138 | 0
1/28/2026 23:00 | RTD | 1/28/2026 23:05 | CVIS | 04TONGO_T2L2 | NL | -9.08 | 4650.0102 | 1.0966 | 5099.2546 | -449.2443 | 0
1/28/2026 23:00 | RTD | 1/28/2026 23:05 | CVIS | 04VIS_002 | NL | 0 | 4684.1752 | 1.0886 | 5099.2546 | -415.0793 | 0
1/28/2026 23:00 | RTD | 1/28/2026 23:05 | CVIS | 04WRIGH_T1L1 | NL | -10.19 | 4795.339 | 1.0634 | 5099.2546 | -303.9156 | 0
1/28/2026 23:00 | RTD | 1/28/2026 23:05 | CVIS | 04WRIGH_T2L2 | NL | 0 | 4610.746 | 1.106 | 5099.2546 | -488.5086 | 0
1/28/2026 23:00 | RTD | 1/28/2026 23:05 | CVIS | 05BANIL_T1L1 | NL | -34.43 | 5094.1553 | 1.001 | 5099.2546 | -5.0993 | 0
1/28/2026 23:00 | RTD | 1/28/2026 23:05 | CVIS | 05BANIL_T1L2 | NL | -61.76 | 5095.1752 | 1.0008 | 5099.2546 | -4.0794 | 0
1/28/2026 23:00 | RTD | 1/28/2026 23:05 | CVIS | 05BANIL_T1L3 | NL | -55.91 | 5095.1752 | 1.0008 | 5099.2546 | -4.0794 | 0
1/28/2026 23:00 | RTD | 1/28/2026 23:05 | CVIS | 05CALUNG_CEP | NL | 0 | 5055.9109 | 1.0085 | 5099.2546 | -43.3437 | 0
1/28/2026 23:00 | RTD | 1/28/2026 23:05 | CVIS | 05CDPPI_SS1 | NL | 0 | 5099.2546 | 1 | 5099.2546 | 0 | 0
1/28/2026 23:00 | RTD | 1/28/2026 23:05 | CVIS | 05CDPPI_SS2 | NL | 0 | 5099.2546 | 1 | 5099.2546 | 0 | 0
1/28/2026 23:00 | RTD | 1/28/2026 23:05 | CVIS | 05CEBU_SS | NL | 0 | 5087.5263 | 1.0023 | 5099.2546 | -11.7283 | 0
1/28/2026 23:00 | RTD | 1/28/2026 23:05 | CVIS | 05CEDC_SS | NL | -30.65 | 5048.262 | 1.0101 | 5099.2546 | -50.9925 | 0
1/28/2026 23:00 | RTD | 1/28/2026 23:05 | CVIS | 05CEMEX_L01 | NL | 0 | 5099.2546 | 1 | 5099.2546 | 0 | 0
1/28/2026 23:00 | RTD | 1/28/2026 23:05 | CVIS | 05COLON_L01 | NL | -13.54 | 5100.7843 | 0.9997 | 5099.2546 | 1.5298 | 0
1/28/2026 23:00 | RTD | 1/28/2026 23:05 | CVIS | 05COMPS_SS | NL | 0 | 5028.3749 | 1.0141 | 5099.2546 | -70.8796 | 0
1/28/2026 23:00 | RTD | 1/28/2026 23:05 | CVIS | 05COMPS_T1L1 | NL | -40.37 | 5046.7322 | 1.0104 | 5099.2546 | -52.5223 | 0
1/28/2026 23:00 | RTD | 1/28/2026 23:05 | CVIS | 05COMPS_T2L2 | NL | -23.61 | 5046.7322 | 1.0104 | 5099.2546 | -52.5223 | 0
1/28/2026 23:00 | RTD | 1/28/2026 23:05 | CVIS | 05DAANB_SS | NL | 0 | 4862.6492 | 1.0486 | 5099.2546 | -236.6054 | 0
1/28/2026 23:00 | RTD | 1/28/2026 23:05 | CVIS | 05DMAN_SS | NL | -0.6 | 5064.0697 | 1.0069 | 5099.2546 | -35.1849 | 0
1/28/2026 23:00 | RTD | 1/28/2026 23:05 | CVIS | 05DMA_L01 | NL | 0 | 5057.4407 | 1.0083 | 5099.2546 | -41.8139 | 0
1/28/2026 23:00 | RTD | 1/28/2026 23:05 | CVIS | 05KSPC_SS1 | NL | 0 | 5099.2546 | 1 | 5099.2546 | 0 | 0
1/28/2026 23:00 | RTD | 1/28/2026 23:05 | CVIS | 05KSPC_SS2 | NL | -6.63 | 5099.7645 | 0.9999 | 5099.2546 | 0.5099 | 0
1/28/2026 23:00 | RTD | 1/28/2026 23:05 | CVIS | 05LAPU_SS | NL | 0 | 5112.5126 | 0.9974 | 5099.2546 | 13.2581 | 0
1/28/2026 23:00 | RTD | 1/28/2026 23:05 | CVIS | 05MCTAN_T1L1 | NL | -99.01 | 5114.0424 | 0.9971 | 5099.2546 | 14.7878 | 0
1/28/2026 23:00 | RTD | 1/28/2026 23:05 | CVIS | 05MNDUE_SS | NL | 0 | 5109.4531 | 0.998 | 5099.2546 | 10.1985 | 0
1/28/2026 23:00 | RTD | 1/28/2026 23:05 | CVIS | 05MNDUE_T1L1 | NL | -9.79 | 5112.0027 | 0.9975 | 5099.2546 | 12.7481 | 0
1/28/2026 23:00 | RTD | 1/28/2026 23:05 | CVIS | 05MNDUE_T1L2 | NL | 0 | 5099.2546 | 1 | 5099.2546 | 0 | 0
1/28/2026 23:00 | RTD | 1/28/2026 23:05 | CVIS | 05MNDUE_T1L4 | NL | -7.61 | 5112.0027 | 0.9975 | 5099.2546 | 12.7481 | 0
1/28/2026 23:00 | RTD | 1/28/2026 23:05 | CVIS | 05MNDUE_T1L5 | NL | -56.24 | 5112.0027 | 0.9975 | 5099.2546 | 12.7481 | 0
1/28/2026 23:00 | RTD | 1/28/2026 23:05 | CVIS | 05NAGA_T1L1 | NL | 0 | 5099.2546 | 1 | 5099.2546 | 0 | 0
1/28/2026 23:00 | RTD | 1/28/2026 23:05 | CVIS | 05NAGA_T2L2 | NL | 0 | 5099.2546 | 1 | 5099.2546 | 0 | 0
1/28/2026 23:00 | RTD | 1/28/2026 23:05 | CVIS | 05NAGLES_L01 | NL | -58.84 | 5117.6119 | 0.9964 | 5099.2546 | 18.3573 | 0
1/28/2026 23:00 | RTD | 1/28/2026 23:05 | CVIS | 05NNAGVE_L01 | NL | -61.28 | 5099.2546 | 1 | 5099.2546 | 0 | 0
1/28/2026 23:00 | RTD | 1/28/2026 23:05 | CVIS | 05NNAGVE_L02 | NL | -48.42 | 5099.2546 | 1 | 5099.2546 | 0 | 0
1/28/2026 23:00 | RTD | 1/28/2026 23:05 | CVIS | 05QUIOT_T1L1 | NL | -95.64 | 5111.4928 | 0.9976 | 5099.2546 | 12.2382 | 0
1/28/2026 23:00 | RTD | 1/28/2026 23:05 | CVIS | 05SAMB_L01 | NL | -3.61 | 5035.5139 | 1.0127 | 5099.2546 | -63.7407 | 0
1/28/2026 23:00 | RTD | 1/28/2026 23:05 | CVIS | 05SAMB_L02 | NL | 0 | 5099.2546 | 1 | 5099.2546 | 0 | 0
1/28/2026 23:00 | RTD | 1/28/2026 23:05 | CVIS | 05SAMB_SS | NL | -0.01 | 5035.5139 | 1.0127 | 5099.2546 | -63.7407 | 0
1/28/2026 23:00 | RTD | 1/28/2026 23:05 | CVIS | 05TALATR1_SS | NL | 0 | 5055.9109 | 1.0085 | 5099.2546 | -43.3437 | 0
1/28/2026 23:00 | RTD | 1/28/2026 23:05 | CVIS | 05TALAV_SS | NL | 0 | 5055.401 | 1.0086 | 5099.2546 | -43.8536 | 0
1/28/2026 23:00 | RTD | 1/28/2026 23:05 | CVIS | 05TALAV_T1L1 | NL | -17.83 | 5055.9109 | 1.0085 | 5099.2546 | -43.3437 | 0
1/28/2026 23:00 | RTD | 1/28/2026 23:05 | CVIS | 05TALIS_T1L1 | NL | -26.33 | 4865.7087 | 1.048 | 5099.2546 | -233.5459 | 0
1/28/2026 23:00 | RTD | 1/28/2026 23:05 | CVIS | 05THVI_SS1 | NL | -17.63 | 5067.6392 | 1.0063 | 5099.2546 | -31.6154 | 0
1/28/2026 23:00 | RTD | 1/28/2026 23:05 | CVIS | 05THVI_SS2 | NL | -4.73 | 5068.659 | 1.006 | 5099.2546 | -30.5955 | 0
1/28/2026 23:00 | RTD | 1/28/2026 23:05 | CVIS | 05TOLEDO_BATL | NL | 0 | 5055.9109 | 1.0086 | 5099.2546 | -43.3437 | 0
1/28/2026 23:00 | RTD | 1/28/2026 23:05 | CVIS | 05TOL_CARMEN | NL | -41.02 | 5071.7186 | 1.0054 | 5099.2546 | -27.536 | 0
1/28/2026 23:00 | RTD | 1/28/2026 23:05 | CVIS | 05TPC_L01 | NL | -43.76 | 5071.7186 | 1.0054 | 5099.2546 | -27.536 | 0
1/28/2026 23:00 | RTD | 1/28/2026 23:05 | CVIS | 05TPC_S01 | NL | -0.12 | 5071.7186 | 1.0054 | 5099.2546 | -27.536 | 0
1/28/2026 23:00 | RTD | 1/28/2026 23:05 | CVIS | 05TPC_S02 | NL | 0 | 5071.7186 | 1.0054 | 5099.2546 | -27.536 | 0
1/28/2026 23:00 | RTD | 1/28/2026 23:05 | CVIS | 05VIS_02 | NL | 0 | 5064.0697 | 1.0069 | 5099.2546 | -35.1849 | 0
1/28/2026 23:00 | RTD | 1/28/2026 23:05 | CVIS | 06AMLAN_SS | NL | 0 | 5020.726 | 1.0156 | 5099.2546 | -78.5285 | 0
1/28/2026 23:00 | RTD | 1/28/2026 23:05 | CVIS | 06AMLAN_T1L1 | NL | -20.23 | 5021.7459 | 1.0155 | 5099.2546 | -77.5087 | 0
1/28/2026 23:00 | RTD | 1/28/2026 23:05 | CVIS | 06AMLAN_T2L2 | NL | -50.56 | 5021.7459 | 1.0155 | 5099.2546 | -77.5087 | 0
1/28/2026 23:00 | RTD | 1/28/2026 23:05 | CVIS | 06BACOL_SS | NL | 0 | 5115.0623 | 0.9969 | 5099.2546 | 15.8077 | 0
1/28/2026 23:00 | RTD | 1/28/2026 23:05 | CVIS | 06BACOL_T1L1 | NL | -47.83 | 5115.0623 | 0.9969 | 5099.2546 | 15.8077 | 0
1/28/2026 23:00 | RTD | 1/28/2026 23:05 | CVIS | 06BACOL_T1L2 | NL | -14.46 | 5115.0623 | 0.9969 | 5099.2546 | 15.8077 | 0
1/28/2026 23:00 | RTD | 1/28/2026 23:05 | CVIS | 06BACOL_T2L2 | NL | -26.45 | 5115.0623 | 0.9969 | 5099.2546 | 15.8077 | 0
1/28/2026 23:00 | RTD | 1/28/2026 23:05 | CVIS | 06BACOL_T3L3 | NL | -18.48 | 5115.0623 | 0.9969 | 5099.2546 | 15.8077 | 0
1/28/2026 23:00 | RTD | 1/28/2026 23:05 | CVIS | 06BBGPP_L01 | NL | 0 | 5115.0623 | 0.9969 | 5099.2546 | 15.8077 | 0
1/28/2026 23:00 | RTD | 1/28/2026 23:05 | CVIS | 06BCLBAS_LD1 | NL | -41.47 | 5115.0623 | 0.9969 | 5099.2546 | 15.8077 | 0
1/28/2026 23:00 | RTD | 1/28/2026 23:05 | CVIS | 06BCL_SS | NL | 0 | 5113.0226 | 0.9973 | 5099.2546 | 13.768 | 0
1/28/2026 23:00 | RTD | 1/28/2026 23:05 | CVIS | 06CADIZL_SS | NL | 0 | 5095.6851 | 1.0007 | 5099.2546 | -3.5695 | 0
1/28/2026 23:00 | RTD | 1/28/2026 23:05 | CVIS | 06CADIZL_T1L1 | NL | -11.24 | 5095.6851 | 1.0007 | 5099.2546 | -3.5695 | 0
1/28/2026 23:00 | RTD | 1/28/2026 23:05 | CVIS | 06CADIZL_T1L2 | NL | -15.78 | 5095.6851 | 1.0007 | 5099.2546 | -3.5695 | 0
1/28/2026 23:00 | RTD | 1/28/2026 23:05 | CVIS | 06CADIZL_T1L3 | NL | -10.37 | 5095.6851 | 1.0007 | 5099.2546 | -3.5695 | 0
1/28/2026 23:00 | RTD | 1/28/2026 23:05 | CVIS | 06CADIZL_T1L4 | NL | 0 | 5095.6851 | 1.0007 | 5099.2546 | -3.5695 | 0
1/28/2026 23:00 | RTD | 1/28/2026 23:05 | CVIS | 06CAY_SS | NL | 0 | 5080.8972 | 1.0036 | 5099.2546 | -18.3573 | 0
1/28/2026 23:00 | RTD | 1/28/2026 23:05 | CVIS | 06CLTRAVA_SS | NL | -0.07 | 5080.8972 | 1.0036 | 5099.2546 | -18.3573 | 0
1/28/2026 23:00 | RTD | 1/28/2026 23:05 | CVIS | 06GAHIT_SS | NL | -0.04 | 5102.3141 | 0.9994 | 5099.2546 | 3.0596 | 0
1/28/2026 23:00 | RTD | 1/28/2026 23:05 | CVIS | 06HELIOS_S01 | NL | 0 | 5095.6851 | 1.0007 | 5099.2546 | -3.5695 | 0
1/28/2026 23:00 | RTD | 1/28/2026 23:05 | CVIS | 06KABAN_BATL | NL | 0 | 5090.5858 | 1.0017 | 5099.2546 | -8.6687 | 0
1/28/2026 23:00 | RTD | 1/28/2026 23:05 | CVIS | 06KABAN_L01 | NL | 0 | 5090.5858 | 1.0017 | 5099.2546 | -8.6687 | 0
1/28/2026 23:00 | RTD | 1/28/2026 23:05 | CVIS | 06KABAN_SS | NL | 0 | 5090.5858 | 1.0017 | 5099.2546 | -8.6687 | 0
1/28/2026 23:00 | RTD | 1/28/2026 23:05 | CVIS | 06KABAN_T1L1 | NL | -13.6 | 5087.5263 | 1.0023 | 5099.2546 | -11.7283 | 0
1/28/2026 23:00 | RTD | 1/28/2026 23:05 | CVIS | 06KABAN_T2L2 | NL | -22.01 | 5087.5263 | 1.0023 | 5099.2546 | -11.7283 | 0
1/28/2026 23:00 | RTD | 1/28/2026 23:05 | CVIS | 06MABIN_SS | NL | 0 | 5059.4804 | 1.0079 | 5099.2546 | -39.7742 | 0
1/28/2026 23:00 | RTD | 1/28/2026 23:05 | CVIS | 06MABIN_T1L1 | NL | -9.52 | 5059.4804 | 1.0079 | 5099.2546 | -39.7742 | 0
1/28/2026 23:00 | RTD | 1/28/2026 23:05 | CVIS | 06MABIN_T2L2 | NL | 0 | 5059.4804 | 1.0079 | 5099.2546 | -39.7742 | 0
1/28/2026 23:00 | RTD | 1/28/2026 23:05 | CVIS | 06PAL1A_SS | NL | -4.52 | 5001.3489 | 1.0196 | 5099.2546 | -97.9057 | 0
1/28/2026 23:00 | RTD | 1/28/2026 23:05 | CVIS | 06PGPP2_SS | NL | -6.95 | 4982.9916 | 1.0233 | 5099.2546 | -116.263 | 0
1/28/2026 23:00 | RTD | 1/28/2026 23:05 | CVIS | 06SNCARLOS_SS | NL | -0.35 | 5081.4072 | 1.0035 | 5099.2546 | -17.8474 | 0
1/28/2026 23:00 | RTD | 1/28/2026 23:05 | CVIS | 06SONEG_BATL | NL | 0 | 4982.9916 | 1.0233 | 5099.2546 | -116.263 | 0
1/28/2026 23:00 | RTD | 1/28/2026 23:05 | CVIS | 06VISTASOL_L01 | NL | 0 | 5115.0623 | 0.9969 | 5099.2546 | 15.8077 | 0
1/28/2026 23:00 | RTD | 1/28/2026 23:05 | CVIS | 07BOHOL_T1L1 | NL | -15.18 | 5069.169 | 1.006 | 5099.2546 | -30.0856 | 0
1/28/2026 23:00 | RTD | 1/28/2026 23:05 | CVIS | 07BOHOL_T4L4 | NL | 0 | 5069.169 | 1.006 | 5099.2546 | -30.0856 | 0
1/28/2026 23:00 | RTD | 1/28/2026 23:05 | CVIS | 07COREL_T1L1 | NL | -8.7 | 5082.427 | 1.0033 | 5099.2546 | -16.8275 | 0
1/28/2026 23:00 | RTD | 1/28/2026 23:05 | CVIS | 07COREL_T1L2 | NL | -6.72 | 5082.427 | 1.0033 | 5099.2546 | -16.8275 | 0
1/28/2026 23:00 | RTD | 1/28/2026 23:05 | CVIS | 07COREL_T1L3 | NL | -47.6 | 5082.427 | 1.0033 | 5099.2546 | -16.8275 | 0
1/28/2026 23:00 | RTD | 1/28/2026 23:05 | CVIS | 07CRA_SS | NL | 0 | 5075.2881 | 1.0047 | 5099.2546 | -23.9665 | 0
1/28/2026 23:00 | RTD | 1/28/2026 23:05 | CVIS | 07UBAY_BATL | NL | 0 | 5069.169 | 1.006 | 5099.2546 | -30.0856 | 0
1/28/2026 23:00 | RTD | 1/28/2026 23:05 | CVIS | 07UBAY_T1L1 | NL | -15.86 | 5069.169 | 1.006 | 5099.2546 | -30.0856 | 0
1/28/2026 23:00 | RTD | 1/28/2026 23:05 | CVIS | 07UBAY_T2L2 | NL | -2.9 | 5069.169 | 1.006 | 5099.2546 | -30.0856 | 0
1/28/2026 23:00 | RTD | 1/28/2026 23:05 | CVIS | 07UBAY_T3L3 | NL | 0 | 5069.169 | 1.006 | 5099.2546 | -30.0856 | 0
1/28/2026 23:00 | RTD | 1/28/2026 23:05 | CVIS | 08BANTAP_L01 | NL | -18.73 | 5124.2409 | 0.9952 | 5099.2546 | 24.9863 | 0
1/28/2026 23:00 | RTD | 1/28/2026 23:05 | CVIS | 08BARO_SS | NL | -0.02 | 5100.2744 | 0.9998 | 5099.2546 | 1.0199 | 0
1/28/2026 23:00 | RTD | 1/28/2026 23:05 | CVIS | 08BARTAC_L01 | NL | 0 | 5099.2546 | 1 | 5099.2546 | 0 | 0
1/28/2026 23:00 | RTD | 1/28/2026 23:05 | CVIS | 08BARTAC_SS | NL | 0 | 5100.2744 | 0.9998 | 5099.2546 | 1.0199 | 0
1/28/2026 23:00 | RTD | 1/28/2026 23:05 | CVIS | 08BVISTA_L01 | NL | -4.83 | 5102.824 | 0.9993 | 5099.2546 | 3.5695 | 0
1/28/2026 23:00 | RTD | 1/28/2026 23:05 | CVIS | 08BVISTA_L02 | NL | -3.39 | 5102.824 | 0.9993 | 5099.2546 | 3.5695 | 0
1/28/2026 23:00 | RTD | 1/28/2026 23:05 | CVIS | 08CONCP_T1L1 | NL | -15.93 | 5058.4605 | 1.0081 | 5099.2546 | -40.794 | 0
1/28/2026 23:00 | RTD | 1/28/2026 23:05 | CVIS | 08DINGL_SS | NL | 0 | 5138.5188 | 0.9924 | 5099.2546 | 39.2643 | 0
1/28/2026 23:00 | RTD | 1/28/2026 23:05 | CVIS | 08DINGL_T1L1 | NL | -6.31 | 5138.0089 | 0.9924 | 5099.2546 | 38.7543 | 0
1/28/2026 23:00 | RTD | 1/28/2026 23:05 | CVIS | 08DINGL_T1L2 | NL | -5.64 | 5138.0089 | 0.9924 | 5099.2546 | 38.7543 | 0
1/28/2026 23:00 | RTD | 1/28/2026 23:05 | CVIS | 08DINGL_T1L3 | NL | -23.85 | 5138.0089 | 0.9924 | 5099.2546 | 38.7543 | 0
1/28/2026 23:00 | RTD | 1/28/2026 23:05 | CVIS | 08DINGL_T1L4 | NL | -5.51 | 5138.0089 | 0.9924 | 5099.2546 | 38.7543 | 0
1/28/2026 23:00 | RTD | 1/28/2026 23:05 | CVIS | 08DINGL_T2L1 | NL | 0 | 5138.5188 | 0.9924 | 5099.2546 | 39.2643 | 0
1/28/2026 23:00 | RTD | 1/28/2026 23:05 | CVIS | 08DINGL_T2L2 | NL | 0 | 5138.5188 | 0.9924 | 5099.2546 | 39.2643 | 0
1/28/2026 23:00 | RTD | 1/28/2026 23:05 | CVIS | 08ILO_SS1 | NL | 0 | 5094.6652 | 1.0009 | 5099.2546 | -4.5893 | 0
1/28/2026 23:00 | RTD | 1/28/2026 23:05 | CVIS | 08NABAS_L01 | NL | -28.39 | 5212.458 | 0.9783 | 5099.2546 | 113.2035 | 0
1/28/2026 23:00 | RTD | 1/28/2026 23:05 | CVIS | 08NABAS_L02 | NL | -29.21 | 5212.458 | 0.9783 | 5099.2546 | 113.2035 | 0
1/28/2026 23:00 | RTD | 1/28/2026 23:05 | CVIS | 08NABAS_L03 | NL | -3.32 | 5212.458 | 0.9783 | 5099.2546 | 113.2035 | 0
1/28/2026 23:00 | RTD | 1/28/2026 23:05 | CVIS | 08NABAS_SS | NL | 0 | 5212.458 | 0.9783 | 5099.2546 | 113.2035 | 0
1/28/2026 23:00 | RTD | 1/28/2026 23:05 | CVIS | 08PALM_S01 | NL | -13.55 | 5057.4407 | 1.0082 | 5099.2546 | -41.8139 | 0
1/28/2026 23:00 | RTD | 1/28/2026 23:05 | CVIS | 08PANIT_SS | NL | 0 | 5192.061 | 0.9822 | 5099.2546 | 92.8064 | 0
1/28/2026 23:00 | RTD | 1/28/2026 23:05 | CVIS | 08PANIT_T1L1 | NL | -40.11 | 5191.0411 | 0.9823 | 5099.2546 | 91.7866 | 0
1/28/2026 23:00 | RTD | 1/28/2026 23:05 | CVIS | 08PANIT_T2L2 | NL | 0 | 5191.0411 | 0.9823 | 5099.2546 | 91.7866 | 0
1/28/2026 23:00 | RTD | 1/28/2026 23:05 | CVIS | 08PDPP3_S01 | NL | 0 | 5138.5188 | 0.9924 | 5099.2546 | 39.2643 | 0
1/28/2026 23:00 | RTD | 1/28/2026 23:05 | CVIS | 08PEDC_SS1 | NL | -9.6 | 5094.6652 | 1.0009 | 5099.2546 | -4.5893 | 0
1/28/2026 23:00 | RTD | 1/28/2026 23:05 | CVIS | 08PEDC_SS2 | NL | -8.74 | 5094.6652 | 1.0009 | 5099.2546 | -4.5893 | 0
1/28/2026 23:00 | RTD | 1/28/2026 23:05 | CVIS | 08PEDC_SS3 | NL | -2.8 | 5094.6652 | 1.0009 | 5099.2546 | -4.5893 | 0
1/28/2026 23:00 | RTD | 1/28/2026 23:05 | CVIS | 08PEDC_T1L1 | NL | -30.76 | 5094.6652 | 1.0009 | 5099.2546 | -4.5893 | 0
1/28/2026 23:00 | RTD | 1/28/2026 23:05 | CVIS | 08PEDC_T1L2 | NL | 0 | 5094.6652 | 1.0009 | 5099.2546 | -4.5893 | 0
1/28/2026 23:00 | RTD | 1/28/2026 23:05 | CVIS | 08SLWIND_L01 | NL | 0 | 5102.824 | 0.9993 | 5099.2546 | 3.5695 | 0
1/28/2026 23:00 | RTD | 1/28/2026 23:05 | CVIS | 08SNJOSE_L01 | NL | -0.06 | 5185.432 | 0.9834 | 5099.2546 | 86.1774 | 0
1/28/2026 23:00 | RTD | 1/28/2026 23:05 | CVIS | 08SNJOSE_L02 | NL | -13.75 | 5185.432 | 0.9834 | 5099.2546 | 86.1774 | 0
1/28/2026 23:00 | RTD | 1/28/2026 23:05 | CVIS | 08SNJOSE_L03 | NL | -3.42 | 5185.432 | 0.9834 | 5099.2546 | 86.1774 | 0
1/28/2026 23:00 | RTD | 1/28/2026 23:05 | CVIS | 08SNJOSE_SS | NL | 0 | 5187.9816 | 0.9829 | 5099.2546 | 88.727 | 0
1/28/2026 23:00 | RTD | 1/28/2026 23:05 | CVIS | 08STBAR_SS1 | NL | -0.15 | 5130.36 | 0.9939 | 5099.2546 | 31.1055 | 0
1/28/2026 23:00 | RTD | 1/28/2026 23:05 | CVIS | 08STBAR_SS2 | NL | 0 | 5130.36 | 0.994 | 5099.2546 | 31.1055 | 0
1/28/2026 23:00 | RTD | 1/28/2026 23:05 | CVIS | 08STBAR_SS3 | NL | 0 | 5129.3402 | 0.9941 | 5099.2546 | 30.0856 | 0
1/28/2026 23:00 | RTD | 1/28/2026 23:05 | CVIS | 08STBAR_T1L1 | NL | -23.47 | 5130.36 | 0.994 | 5099.2546 | 31.1055 | 0
1/28/2026 23:00 | RTD | 1/28/2026 23:05 | CVIS | 08STBAR_T2L2 | NL | -37.59 | 5129.3402 | 0.9941 | 5099.2546 | 30.0856 | 0

## Loads (02081500)
Run Time | Market Type | Time Interval | Region | Resource | Resource Type | Scheduled MW | LMP | Loss Factor | LMP SMP | LMP Loss | LMP Congestion
2026-08-02 15:00 | RTD | 2026-08-02 15:05 | CVIS | 04BABAT_SS | NL | 0 | 2922.243 | 1.0214 | 2984.9264 | -62.6835 | 0
2026-08-02 15:00 | RTD | 2026-08-02 15:05 | CVIS | 04BABAT_T1L1 | NL | -49.07 | 2921.3475 | 1.0218 | 2984.9264 | -63.5789 | 0
2026-08-02 15:00 | RTD | 2026-08-02 15:05 | CVIS | 04BAGLI_T1L1 | NL | -3.36 | 2923.7354 | 1.0209 | 2984.9264 | -61.191 | 0
2026-08-02 15:00 | RTD | 2026-08-02 15:05 | CVIS | 04BAGLI_T1L2 | NL | -5.61 | 2923.7354 | 1.0209 | 2984.9264 | -61.191 | 0
2026-08-02 15:00 | RTD | 2026-08-02 15:05 | CVIS | 04CLBYOG_L02 | NL | -27.1 | 2961.644 | 1.0079 | 2984.9264 | -23.2824 | 0
2026-08-02 15:00 | RTD | 2026-08-02 15:05 | CVIS | 04CLBYOG_SS | NL | 0 | 2962.241 | 1.0076 | 2984.9264 | -22.6854 | 0
2026-08-02 15:00 | RTD | 2026-08-02 15:05 | CVIS | 04ISABE_SS | NL | 0 | 2844.6349 | 1.0493 | 2984.9264 | -140.2915 | 0
2026-08-02 15:00 | RTD | 2026-08-02 15:05 | CVIS | 04ISABE_T1L1 | NL | -7.55 | 2844.6349 | 1.0493 | 2984.9264 | -140.2915 | 0
2026-08-02 15:00 | RTD | 2026-08-02 15:05 | CVIS | 04ISABE_T2L1 | NL | -0.11 | 2844.6349 | 1.0493 | 2984.9264 | -140.2915 | 0
2026-08-02 15:00 | RTD | 2026-08-02 15:05 | CVIS | 04ISABE_T3L1 | NL | -0.43 | 2844.6349 | 1.0493 | 2984.9264 | -140.2915 | 0
2026-08-02 15:00 | RTD | 2026-08-02 15:05 | CVIS | 04ISABE_T4L2 | NL | -5.83 | 2844.6349 | 1.0493 | 2984.9264 | -140.2915 | 0
2026-08-02 15:00 | RTD | 2026-08-02 15:05 | CVIS | 04ISABE_T5L2 | NL | -0.17 | 2844.6349 | 1.0493 | 2984.9264 | -140.2915 | 0
2026-08-02 15:00 | RTD | 2026-08-02 15:05 | CVIS | 04LEYTE_S01 | NL | 0 | 2849.1123 | 1.0477 | 2984.9264 | -135.8142 | 0
2026-08-02 15:00 | RTD | 2026-08-02 15:05 | CVIS | 04MAASI_SS | NL | 0 | 2910.3033 | 1.0256 | 2984.9264 | -74.6232 | 0
2026-08-02 15:00 | RTD | 2026-08-02 15:05 | CVIS | 04MAASI_T1L1 | NL | -8.57 | 2911.7957 | 1.0251 | 2984.9264 | -73.1307 | 0
2026-08-02 15:00 | RTD | 2026-08-02 15:05 | CVIS | 04MAASI_T2L2 | NL | -24.86 | 2911.7957 | 1.0251 | 2984.9264 | -73.1307 | 0
2026-08-02 15:00 | RTD | 2026-08-02 15:05 | CVIS | 04ORMOC_BATL | NL | 0 | 2847.0228 | 1.0484 | 2984.9264 | -137.9036 | 0
2026-08-02 15:00 | RTD | 2026-08-02 15:05 | CVIS | 04ORMOC_SS | NL | 0 | 2849.4108 | 1.0475 | 2984.9264 | -135.5157 | 0
2026-08-02 15:00 | RTD | 2026-08-02 15:05 | CVIS | 04ORMOC_T2L1 | NL | 0 | 2847.0228 | 1.0484 | 2984.9264 | -137.9036 | 0
2026-08-02 15:00 | RTD | 2026-08-02 15:05 | CVIS | 04ORMOC_T2L2 | NL | -36.2 | 2847.0228 | 1.0484 | 2984.9264 | -137.9036 | 0
2026-08-02 15:00 | RTD | 2026-08-02 15:05 | CVIS | 04PARA_SS | NL | 0 | 2943.1375 | 1.0142 | 2984.9264 | -41.789 | 0
2026-08-02 15:00 | RTD | 2026-08-02 15:05 | CVIS | 04SNAGU_L01 | NL | 0 | 2961.644 | 1.0079 | 2984.9264 | -23.2824 | 0
2026-08-02 15:00 | RTD | 2026-08-02 15:05 | CVIS | 04STAR_SS | NL | 0 | 2924.0339 | 1.0209 | 2984.9264 | -60.8925 | 0
2026-08-02 15:00 | RTD | 2026-08-02 15:05 | CVIS | 04TABAN_BATL | NL | 0 | 2984.9264 | 1 | 2984.9264 | 0 | 0
2026-08-02 15:00 | RTD | 2026-08-02 15:05 | CVIS | 04TABAN_SS | NL | 0 | 2873.5887 | 1.0387 | 2984.9264 | -111.3378 | 0
2026-08-02 15:00 | RTD | 2026-08-02 15:05 | CVIS | 04TABAN_T1L1 | NL | 0 | 2984.9264 | 1 | 2984.9264 | 0 | 0
2026-08-02 15:00 | RTD | 2026-08-02 15:05 | CVIS | 04TONGO_BATL | NL | 0 | 2830.9042 | 1.0544 | 2984.9264 | -154.0222 | 0
2026-08-02 15:00 | RTD | 2026-08-02 15:05 | CVIS | 04TONGO_T2L2 | NL | -9.43 | 2831.5012 | 1.0542 | 2984.9264 | -153.4252 | 0
2026-08-02 15:00 | RTD | 2026-08-02 15:05 | CVIS | 04VIS_002 | NL | 0 | 2849.4108 | 1.0475 | 2984.9264 | -135.5157 | 0
2026-08-02 15:00 | RTD | 2026-08-02 15:05 | CVIS | 04WRIGH_T1L1 | NL | -12.2 | 2943.1375 | 1.0142 | 2984.9264 | -41.789 | 0
2026-08-02 15:00 | RTD | 2026-08-02 15:05 | CVIS | 04WRIGH_T2L2 | NL | 0 | 2851.7987 | 1.0467 | 2984.9264 | -133.1277 | 0
2026-08-02 15:00 | RTD | 2026-08-02 15:05 | CVIS | 05BANIL_T1L1 | NL | -67.67 | 2997.4631 | 0.9958 | 2984.9264 | 12.5367 | 0
2026-08-02 15:00 | RTD | 2026-08-02 15:05 | CVIS | 05BANIL_T1L2 | NL | -71.39 | 2997.4631 | 0.9959 | 2984.9264 | 12.5367 | 0
2026-08-02 15:00 | RTD | 2026-08-02 15:05 | CVIS | 05BANIL_T1L3 | NL | -59.28 | 2997.1646 | 0.9959 | 2984.9264 | 12.2382 | 0
2026-08-02 15:00 | RTD | 2026-08-02 15:05 | CVIS | 05CALUNG_CEP | NL | 0 | 2975.9717 | 1.003 | 2984.9264 | -8.9548 | 0
2026-08-02 15:00 | RTD | 2026-08-02 15:05 | CVIS | 05CDPPI_SS1 | NL | 0 | 2984.9264 | 1 | 2984.9264 | 0 | 0
2026-08-02 15:00 | RTD | 2026-08-02 15:05 | CVIS | 05CDPPI_SS2 | NL | 0 | 2984.9264 | 1 | 2984.9264 | 0 | 0
2026-08-02 15:00 | RTD | 2026-08-02 15:05 | CVIS | 05CEBU_SS | NL | 0 | 2992.9857 | 0.9973 | 2984.9264 | 8.0593 | 0
2026-08-02 15:00 | RTD | 2026-08-02 15:05 | CVIS | 05CEDC_SS | NL | -20.5 | 2973.5837 | 1.0038 | 2984.9264 | -11.3427 | 0
2026-08-02 15:00 | RTD | 2026-08-02 15:05 | CVIS | 05CEMEX_L01 | NL | 0 | 2984.9264 | 1 | 2984.9264 | 0 | 0
2026-08-02 15:00 | RTD | 2026-08-02 15:05 | CVIS | 05COLON_L01 | NL | -14.65 | 2985.2249 | 0.9999 | 2984.9264 | 0.2985 | 0
2026-08-02 15:00 | RTD | 2026-08-02 15:05 | CVIS | 05COMPS_SS | NL | 0 | 2975.9717 | 1.003 | 2984.9264 | -8.9548 | 0
2026-08-02 15:00 | RTD | 2026-08-02 15:05 | CVIS | 05COMPS_T1L1 | NL | -35.03 | 2979.5536 | 1.0018 | 2984.9264 | -5.3729 | 0
2026-08-02 15:00 | RTD | 2026-08-02 15:05 | CVIS | 05COMPS_T2L2 | NL | -23.54 | 2979.5536 | 1.0018 | 2984.9264 | -5.3729 | 0
2026-08-02 15:00 | RTD | 2026-08-02 15:05 | CVIS | 05DAANB_SS | NL | 0 | 2915.9746 | 1.0236 | 2984.9264 | -68.9518 | 0
2026-08-02 15:00 | RTD | 2026-08-02 15:05 | CVIS | 05DMAN_SS | NL | -0.74 | 2973.8822 | 1.0037 | 2984.9264 | -11.0442 | 0
2026-08-02 15:00 | RTD | 2026-08-02 15:05 | CVIS | 05DMA_L01 | NL | 0 | 2967.6139 | 1.0058 | 2984.9264 | -17.3126 | 0
2026-08-02 15:00 | RTD | 2026-08-02 15:05 | CVIS | 05KSPC_SS1 | NL | 0 | 2983.1355 | 1.0006 | 2984.9264 | -1.791 | 0
2026-08-02 15:00 | RTD | 2026-08-02 15:05 | CVIS | 05KSPC_SS2 | NL | -6.88 | 2983.1355 | 1.0006 | 2984.9264 | -1.791 | 0
2026-08-02 15:00 | RTD | 2026-08-02 15:05 | CVIS | 05LAPU_SS | NL | 0 | 3010.2983 | 0.9916 | 2984.9264 | 25.3719 | 0
2026-08-02 15:00 | RTD | 2026-08-02 15:05 | CVIS | 05MCTAN_T1L1 | NL | -99.4 | 3010.5968 | 0.9914 | 2984.9264 | 25.6704 | 0
2026-08-02 15:00 | RTD | 2026-08-02 15:05 | CVIS | 05MNDUE_SS | NL | 0 | 3008.2089 | 0.9923 | 2984.9264 | 23.2824 | 0
2026-08-02 15:00 | RTD | 2026-08-02 15:05 | CVIS | 05MNDUE_T1L1 | NL | -7.68 | 3008.5074 | 0.9921 | 2984.9264 | 23.5809 | 0
2026-08-02 15:00 | RTD | 2026-08-02 15:05 | CVIS | 05MNDUE_T1L2 | NL | 0 | 2984.9264 | 1 | 2984.9264 | 0 | 0
2026-08-02 15:00 | RTD | 2026-08-02 15:05 | CVIS | 05MNDUE_T1L4 | NL | -5.83 | 3008.5074 | 0.9921 | 2984.9264 | 23.5809 | 0
2026-08-02 15:00 | RTD | 2026-08-02 15:05 | CVIS | 05MNDUE_T1L5 | NL | -59.15 | 3008.5074 | 0.9921 | 2984.9264 | 23.5809 | 0
2026-08-02 15:00 | RTD | 2026-08-02 15:05 | CVIS | 05NAGA_T1L1 | NL | 0 | 2984.9264 | 1 | 2984.9264 | 0 | 0
2026-08-02 15:00 | RTD | 2026-08-02 15:05 | CVIS | 05NAGA_T2L2 | NL | 0 | 2984.9264 | 1 | 2984.9264 | 0 | 0
2026-08-02 15:00 | RTD | 2026-08-02 15:05 | CVIS | 05NAGLES_L01 | NL | -66 | 2995.3737 | 0.9965 | 2984.9264 | 10.4472 | 0
2026-08-02 15:00 | RTD | 2026-08-02 15:05 | CVIS | 05NNAGVE_L01 | NL | -18.48 | 2984.9264 | 1 | 2984.9264 | 0 | 0
2026-08-02 15:00 | RTD | 2026-08-02 15:05 | CVIS | 05NNAGVE_L02 | NL | -10.3 | 2984.9264 | 1 | 2984.9264 | 0 | 0
2026-08-02 15:00 | RTD | 2026-08-02 15:05 | CVIS | 05QUIOT_T1L1 | NL | -145.98 | 3004.9254 | 0.9934 | 2984.9264 | 19.999 | 0
2026-08-02 15:00 | RTD | 2026-08-02 15:05 | CVIS | 05SAMB_L01 | NL | -4.01 | 2943.436 | 1.0141 | 2984.9264 | -41.4905 | 0
2026-08-02 15:00 | RTD | 2026-08-02 15:05 | CVIS | 05SAMB_L02 | NL | 0 | 2984.9264 | 1 | 2984.9264 | 0 | 0
2026-08-02 15:00 | RTD | 2026-08-02 15:05 | CVIS | 05SAMB_SS | NL | -0.02 | 2943.7345 | 1.014 | 2984.9264 | -41.192 | 0
2026-08-02 15:00 | RTD | 2026-08-02 15:05 | CVIS | 05TALATR1_SS | NL | 0 | 2975.9717 | 1.003 | 2984.9264 | -8.9548 | 0
2026-08-02 15:00 | RTD | 2026-08-02 15:05 | CVIS | 05TALAV_SS | NL | 0 | 2975.9717 | 1.003 | 2984.9264 | -8.9548 | 0
2026-08-02 15:00 | RTD | 2026-08-02 15:05 | CVIS | 05TALAV_T1L1 | NL | -15.32 | 2975.9717 | 1.003 | 2984.9264 | -8.9548 | 0
2026-08-02 15:00 | RTD | 2026-08-02 15:05 | CVIS | 05TALIS_T1L1 | NL | -27.33 | 2916.5716 | 1.0234 | 2984.9264 | -68.3548 | 0
2026-08-02 15:00 | RTD | 2026-08-02 15:05 | CVIS | 05THVI_SS1 | NL | -2.52 | 2978.6581 | 1.0021 | 2984.9264 | -6.2683 | 0
2026-08-02 15:00 | RTD | 2026-08-02 15:05 | CVIS | 05THVI_SS2 | NL | -18.05 | 2978.3596 | 1.0022 | 2984.9264 | -6.5668 | 0
2026-08-02 15:00 | RTD | 2026-08-02 15:05 | CVIS | 05TOLEDO_BATL | NL | 0 | 2975.9717 | 1.003 | 2984.9264 | -8.9548 | 0
2026-08-02 15:00 | RTD | 2026-08-02 15:05 | CVIS | 05TOL_CARMEN | NL | -38.51 | 2980.449 | 1.0015 | 2984.9264 | -4.4774 | 0
2026-08-02 15:00 | RTD | 2026-08-02 15:05 | CVIS | 05TPC_L01 | NL | -29.37 | 2980.449 | 1.0015 | 2984.9264 | -4.4774 | 0
2026-08-02 15:00 | RTD | 2026-08-02 15:05 | CVIS | 05TPC_S01 | NL | -0.19 | 2980.449 | 1.0015 | 2984.9264 | -4.4774 | 0
2026-08-02 15:00 | RTD | 2026-08-02 15:05 | CVIS | 05TPC_S02 | NL | 0 | 2980.449 | 1.0015 | 2984.9264 | -4.4774 | 0
2026-08-02 15:00 | RTD | 2026-08-02 15:05 | CVIS | 05VIS_02 | NL | 0 | 2973.8822 | 1.0037 | 2984.9264 | -11.0442 | 0
2026-08-02 15:00 | RTD | 2026-08-02 15:05 | CVIS | 06AMLAN_SS | NL | 0 | 2927.0189 | 1.0198 | 2984.9264 | -57.9076 | 0
2026-08-02 15:00 | RTD | 2026-08-02 15:05 | CVIS | 06AMLAN_T1L1 | NL | -21.9 | 2927.3174 | 1.0196 | 2984.9264 | -57.6091 | 0
2026-08-02 15:00 | RTD | 2026-08-02 15:05 | CVIS | 06AMLAN_T2L2 | NL | -54.08 | 2927.3174 | 1.0196 | 2984.9264 | -57.6091 | 0
2026-08-02 15:00 | RTD | 2026-08-02 15:05 | CVIS | 06BACOL_SS | NL | 0 | 3012.9847 | 0.9907 | 2984.9264 | 28.0583 | 0
2026-08-02 15:00 | RTD | 2026-08-02 15:05 | CVIS | 06BACOL_T1L1 | NL | -39.95 | 3012.9847 | 0.9907 | 2984.9264 | 28.0583 | 0
2026-08-02 15:00 | RTD | 2026-08-02 15:05 | CVIS | 06BACOL_T1L2 | NL | -26.36 | 3012.9847 | 0.9907 | 2984.9264 | 28.0583 | 0
2026-08-02 15:00 | RTD | 2026-08-02 15:05 | CVIS | 06BACOL_T2L2 | NL | -31.13 | 3012.9847 | 0.9907 | 2984.9264 | 28.0583 | 0
2026-08-02 15:00 | RTD | 2026-08-02 15:05 | CVIS | 06BACOL_T3L3 | NL | -27.69 | 3012.9847 | 0.9907 | 2984.9264 | 28.0583 | 0
2026-08-02 15:00 | RTD | 2026-08-02 15:05 | CVIS | 06BBGPP_L01 | NL | 0 | 3012.9847 | 0.9907 | 2984.9264 | 28.0583 | 0
2026-08-02 15:00 | RTD | 2026-08-02 15:05 | CVIS | 06BCLBAS_LD1 | NL | -41.69 | 3012.9847 | 0.9907 | 2984.9264 | 28.0583 | 0
2026-08-02 15:00 | RTD | 2026-08-02 15:05 | CVIS | 06BCL_SS | NL | 0 | 3011.4923 | 0.9912 | 2984.9264 | 26.5658 | 0
2026-08-02 15:00 | RTD | 2026-08-02 15:05 | CVIS | 06CADIZL_SS | NL | 0 | 2998.3586 | 0.9956 | 2984.9264 | 13.4322 | 0
2026-08-02 15:00 | RTD | 2026-08-02 15:05 | CVIS | 06CADIZL_T1L1 | NL | -34.65 | 2998.3586 | 0.9956 | 2984.9264 | 13.4322 | 0
2026-08-02 15:00 | RTD | 2026-08-02 15:05 | CVIS | 06CADIZL_T1L2 | NL | -4.53 | 2998.3586 | 0.9956 | 2984.9264 | 13.4322 | 0
2026-08-02 15:00 | RTD | 2026-08-02 15:05 | CVIS | 06CADIZL_T1L3 | NL | 0 | 2998.3586 | 0.9956 | 2984.9264 | 13.4322 | 0
2026-08-02 15:00 | RTD | 2026-08-02 15:05 | CVIS | 06CADIZL_T1L4 | NL | 0 | 2998.3586 | 0.9956 | 2984.9264 | 13.4322 | 0
2026-08-02 15:00 | RTD | 2026-08-02 15:05 | CVIS | 06CAY_SS | NL | 0 | 2985.8219 | 0.9997 | 2984.9264 | 0.8955 | 0
2026-08-02 15:00 | RTD | 2026-08-02 15:05 | CVIS | 06CLTRAVA_SS | NL | -0.06 | 2985.8219 | 0.9997 | 2984.9264 | 0.8955 | 0
2026-08-02 15:00 | RTD | 2026-08-02 15:05 | CVIS | 06GAHIT_SS | NL | -0.03 | 3007.0149 | 0.9927 | 2984.9264 | 22.0885 | 0
2026-08-02 15:00 | RTD | 2026-08-02 15:05 | CVIS | 06HELIOS_S01 | NL | 0 | 2998.0601 | 0.9957 | 2984.9264 | 13.1337 | 0
2026-08-02 15:00 | RTD | 2026-08-02 15:05 | CVIS | 06KABAN_BATL | NL | 0 | 2977.1656 | 1.0026 | 2984.9264 | -7.7608 | 0
2026-08-02 15:00 | RTD | 2026-08-02 15:05 | CVIS | 06KABAN_L01 | NL | 0 | 2977.1656 | 1.0026 | 2984.9264 | -7.7608 | 0
2026-08-02 15:00 | RTD | 2026-08-02 15:05 | CVIS | 06KABAN_SS | NL | 0 | 2977.1656 | 1.0026 | 2984.9264 | -7.7608 | 0
2026-08-02 15:00 | RTD | 2026-08-02 15:05 | CVIS | 06KABAN_T1L1 | NL | -15.11 | 2976.2702 | 1.0029 | 2984.9264 | -8.6563 | 0
2026-08-02 15:00 | RTD | 2026-08-02 15:05 | CVIS | 06KABAN_T2L2 | NL | -24.44 | 2975.0762 | 1.0033 | 2984.9264 | -9.8503 | 0
2026-08-02 15:00 | RTD | 2026-08-02 15:05 | CVIS | 06MABIN_SS | NL | 0 | 2955.9727 | 1.0098 | 2984.9264 | -28.9538 | 0
2026-08-02 15:00 | RTD | 2026-08-02 15:05 | CVIS | 06MABIN_T1L1 | NL | -11.58 | 2956.2711 | 1.0097 | 2984.9264 | -28.6553 | 0
2026-08-02 15:00 | RTD | 2026-08-02 15:05 | CVIS | 06MABIN_T2L2 | NL | 0 | 2956.2711 | 1.0097 | 2984.9264 | -28.6553 | 0
2026-08-02 15:00 | RTD | 2026-08-02 15:05 | CVIS | 06PAL1A_SS | NL | -5.59 | 2910.9003 | 1.0254 | 2984.9264 | -74.0262 | 0
2026-08-02 15:00 | RTD | 2026-08-02 15:05 | CVIS | 06PGPP2_SS | NL | -7.09 | 2902.244 | 1.0285 | 2984.9264 | -82.6825 | 0
2026-08-02 15:00 | RTD | 2026-08-02 15:05 | CVIS | 06SNCARLOS_SS | NL | -0.33 | 2978.3596 | 1.0022 | 2984.9264 | -6.5668 | 0
2026-08-02 15:00 | RTD | 2026-08-02 15:05 | CVIS | 06SONEG_BATL | NL | 0 | 2902.244 | 1.0285 | 2984.9264 | -82.6825 | 0
2026-08-02 15:00 | RTD | 2026-08-02 15:05 | CVIS | 06VISTASOL_L01 | NL | 0 | 3012.9847 | 0.9907 | 2984.9264 | 28.0583 | 0
2026-08-02 15:00 | RTD | 2026-08-02 15:05 | CVIS | 07BOHOL_T1L1 | NL | 0 | 2961.644 | 1.0078 | 2984.9264 | -23.2824 | 0
2026-08-02 15:00 | RTD | 2026-08-02 15:05 | CVIS | 07BOHOL_T4L4 | NL | 0 | 2961.644 | 1.0078 | 2984.9264 | -23.2824 | 0
2026-08-02 15:00 | RTD | 2026-08-02 15:05 | CVIS | 07COREL_T1L1 | NL | -18.31 | 2983.434 | 1.0005 | 2984.9264 | -1.4925 | 0
2026-08-02 15:00 | RTD | 2026-08-02 15:05 | CVIS | 07COREL_T1L2 | NL | -6.84 | 2983.434 | 1.0005 | 2984.9264 | -1.4925 | 0
2026-08-02 15:00 | RTD | 2026-08-02 15:05 | CVIS | 07COREL_T1L3 | NL | -70.11 | 2983.434 | 1.0005 | 2984.9264 | -1.4925 | 0
2026-08-02 15:00 | RTD | 2026-08-02 15:05 | CVIS | 07CRA_SS | NL | 0 | 2981.643 | 1.0011 | 2984.9264 | -3.2834 | 0
2026-08-02 15:00 | RTD | 2026-08-02 15:05 | CVIS | 07UBAY_BATL | NL | 0 | 2961.644 | 1.0078 | 2984.9264 | -23.2824 | 0
2026-08-02 15:00 | RTD | 2026-08-02 15:05 | CVIS | 07UBAY_T1L1 | NL | -8.74 | 2961.644 | 1.0078 | 2984.9264 | -23.2824 | 0
2026-08-02 15:00 | RTD | 2026-08-02 15:05 | CVIS | 07UBAY_T2L2 | NL | -2.91 | 2961.644 | 1.0078 | 2984.9264 | -23.2824 | 0
2026-08-02 15:00 | RTD | 2026-08-02 15:05 | CVIS | 07UBAY_T3L3 | NL | 0 | 2961.644 | 1.0078 | 2984.9264 | -23.2824 | 0
2026-08-02 15:00 | RTD | 2026-08-02 15:05 | CVIS | 08BANTAP_L01 | NL | -18.44 | 3072.9818 | 0.9713 | 2984.9264 | 88.0553 | 0
2026-08-02 15:00 | RTD | 2026-08-02 15:05 | CVIS | 08BARO_SS | NL | -0.02 | 3010.2983 | 0.9916 | 2984.9264 | 25.3719 | 0
2026-08-02 15:00 | RTD | 2026-08-02 15:05 | CVIS | 08BARTAC_L01 | NL | 0 | 2984.9264 | 1 | 2984.9264 | 0 | 0
2026-08-02 15:00 | RTD | 2026-08-02 15:05 | CVIS | 08BARTAC_SS | NL | 0 | 3009.9998 | 0.9916 | 2984.9264 | 25.0734 | 0
2026-08-02 15:00 | RTD | 2026-08-02 15:05 | CVIS | 08BVISTA_L01 | NL | -6.02 | 3074.1757 | 0.9709 | 2984.9264 | 89.2493 | 0
2026-08-02 15:00 | RTD | 2026-08-02 15:05 | CVIS | 08BVISTA_L02 | NL | -3.73 | 3074.1757 | 0.9709 | 2984.9264 | 89.2493 | 0
2026-08-02 15:00 | RTD | 2026-08-02 15:05 | CVIS | 08CONCP_T1L1 | NL | -16.54 | 3014.1787 | 0.9903 | 2984.9264 | 29.2523 | 0
2026-08-02 15:00 | RTD | 2026-08-02 15:05 | CVIS | 08DINGL_SS | NL | 0 | 3030.5958 | 0.9849 | 2984.9264 | 45.6694 | 0
2026-08-02 15:00 | RTD | 2026-08-02 15:05 | CVIS | 08DINGL_T1L1 | NL | -8.12 | 3030.5958 | 0.9849 | 2984.9264 | 45.6694 | 0
2026-08-02 15:00 | RTD | 2026-08-02 15:05 | CVIS | 08DINGL_T1L2 | NL | -6.66 | 3030.5958 | 0.9849 | 2984.9264 | 45.6694 | 0
2026-08-02 15:00 | RTD | 2026-08-02 15:05 | CVIS | 08DINGL_T1L3 | NL | 0 | 2984.9264 | 1 | 2984.9264 | 0 | 0
2026-08-02 15:00 | RTD | 2026-08-02 15:05 | CVIS | 08DINGL_T1L4 | NL | -6.33 | 3030.5958 | 0.9849 | 2984.9264 | 45.6694 | 0
2026-08-02 15:00 | RTD | 2026-08-02 15:05 | CVIS | 08DINGL_T2L1 | NL | 0 | 3030.5958 | 0.9849 | 2984.9264 | 45.6694 | 0
2026-08-02 15:00 | RTD | 2026-08-02 15:05 | CVIS | 08DINGL_T2L2 | NL | 0 | 3030.5958 | 0.9849 | 2984.9264 | 45.6694 | 0
2026-08-02 15:00 | RTD | 2026-08-02 15:05 | CVIS | 08ILO_SS1 | NL | 0 | 2995.9707 | 0.9963 | 2984.9264 | 11.0442 | 0
2026-08-02 15:00 | RTD | 2026-08-02 15:05 | CVIS | 08NABAS_L01 | NL | -31.29 | 3104.622 | 0.9614 | 2984.9264 | 119.6956 | 0
2026-08-02 15:00 | RTD | 2026-08-02 15:05 | CVIS | 08NABAS_L02 | NL | -29.33 | 3104.622 | 0.9614 | 2984.9264 | 119.6956 | 0
2026-08-02 15:00 | RTD | 2026-08-02 15:05 | CVIS | 08NABAS_L03 | NL | -2.98 | 3104.622 | 0.9614 | 2984.9264 | 119.6956 | 0
2026-08-02 15:00 | RTD | 2026-08-02 15:05 | CVIS | 08NABAS_SS | NL | 0 | 3104.9205 | 0.9614 | 2984.9264 | 119.994 | 0
2026-08-02 15:00 | RTD | 2026-08-02 15:05 | CVIS | 08PALM_S01 | NL | 0 | 3014.1787 | 0.9903 | 2984.9264 | 29.2523 | 0
2026-08-02 15:00 | RTD | 2026-08-02 15:05 | CVIS | 08PANIT_SS | NL | 0 | 3074.7727 | 0.9708 | 2984.9264 | 89.8463 | 0
2026-08-02 15:00 | RTD | 2026-08-02 15:05 | CVIS | 08PANIT_T1L1 | NL | -43.23 | 3074.1757 | 0.9709 | 2984.9264 | 89.2493 | 0
2026-08-02 15:00 | RTD | 2026-08-02 15:05 | CVIS | 08PANIT_T2L2 | NL | 0 | 3074.1757 | 0.9709 | 2984.9264 | 89.2493 | 0
2026-08-02 15:00 | RTD | 2026-08-02 15:05 | CVIS | 08PDPP3_S01 | NL | 0 | 3030.5958 | 0.9849 | 2984.9264 | 45.6694 | 0
2026-08-02 15:00 | RTD | 2026-08-02 15:05 | CVIS | 08PEDC_SS1 | NL | -9.57 | 2995.9707 | 0.9964 | 2984.9264 | 11.0442 | 0
2026-08-02 15:00 | RTD | 2026-08-02 15:05 | CVIS | 08PEDC_SS2 | NL | -8.33 | 2995.9707 | 0.9964 | 2984.9264 | 11.0442 | 0
2026-08-02 15:00 | RTD | 2026-08-02 15:05 | CVIS | 08PEDC_SS3 | NL | -15.92 | 2995.6722 | 0.9964 | 2984.9264 | 10.7457 | 0
2026-08-02 15:00 | RTD | 2026-08-02 15:05 | CVIS | 08PEDC_T1L1 | NL | -40.43 | 2995.9707 | 0.9963 | 2984.9264 | 11.0442 | 0
2026-08-02 15:00 | RTD | 2026-08-02 15:05 | CVIS | 08PEDC_T1L2 | NL | 0 | 2995.9707 | 0.9963 | 2984.9264 | 11.0442 | 0
2026-08-02 15:00 | RTD | 2026-08-02 15:05 | CVIS | 08SLWIND_L01 | NL | 0 | 3074.1757 | 0.9709 | 2984.9264 | 89.2493 | 0
2026-08-02 15:00 | RTD | 2026-08-02 15:05 | CVIS | 08SNJOSE_L01 | NL | -0.06 | 3057.4601 | 0.9763 | 2984.9264 | 72.5337 | 0
2026-08-02 15:00 | RTD | 2026-08-02 15:05 | CVIS | 08SNJOSE_L02 | NL | -14.39 | 3057.4601 | 0.9763 | 2984.9264 | 72.5337 | 0
2026-08-02 15:00 | RTD | 2026-08-02 15:05 | CVIS | 08SNJOSE_L03 | NL | -3.29 | 3057.4601 | 0.9763 | 2984.9264 | 72.5337 | 0
2026-08-02 15:00 | RTD | 2026-08-02 15:05 | CVIS | 08SNJOSE_SS | NL | 0 | 3058.9526 | 0.9758 | 2984.9264 | 74.0262 | 0
2026-08-02 15:00 | RTD | 2026-08-02 15:05 | CVIS | 08STBAR_SS1 | NL | -0.18 | 3021.3425 | 0.9879 | 2984.9264 | 36.4161 | 0
2026-08-02 15:00 | RTD | 2026-08-02 15:05 | CVIS | 08STBAR_SS2 | NL | 0 | 3023.7305 | 0.9872 | 2984.9264 | 38.804 | 0
2026-08-02 15:00 | RTD | 2026-08-02 15:05 | CVIS | 08STBAR_SS3 | NL | 0 | 3023.7305 | 0.9872 | 2984.9264 | 38.804 | 0
2026-08-02 15:00 | RTD | 2026-08-02 15:05 | CVIS | 08STBAR_T1L1 | NL | -27.65 | 3023.7305 | 0.9872 | 2984.9264 | 38.804 | 0
2026-08-02 15:00 | RTD | 2026-08-02 15:05 | CVIS | 08STBAR_T2L2 | NL | -34.52 | 3023.7305 | 0.9872 | 2984.9264 | 38.804 | 0

## Generation Offers (12221000)
Run Time | Market Type | Region Name | Zone Name | Resource Name | Time Interval | Start | End | MP Name | PRICE1 | QUANTITY1 | PRICE2 | QUANTITY2 | PRICE3 | QUANTITY3 | PRICE4 | QUANTITY4 | PRICE5 | QUANTITY5 | PRICE6 | QUANTITY6 | PRICE7 | QUANTITY7 | PRICE8 | QUANTITY8 | PRICE9 | QUANTITY9 | PRICE10 | QUANTITY10 | PRICE11 | QUANTITY11 | RR_BREAK_QUANTITY1 | RR_UP1 | RR_DOWN1 | RR_BREAK_QUANTITY2 | RR_UP2 | RR_DOWN2 | RR_BREAK_QUANTITY3 | RR_UP3 | RR_DOWN3 | RR_BREAK_QUANTITY4 | RR_UP4 | RR_DOWN4 | RR_BREAK_QUANTITY5 | RR_UP5 | RR_DOWN5
12/22/2025 10:00:00 AM | RTD | CVIS | LEYTE | 04CLBYBNK_G01 | 12/22/2025 10:05:00 AM | 12/22/2025 10:00:00 AM | 12/22/2025 10:05:00 AM | GTEC | 21900 | 0 | 21900 | 5.5 | 21910 | 10.9 | [16 empty] | 1 | 0.2 | 2.2 | 5.5 | 1.1 | 2.2 | 10.9 | 2.2 | 2.2
12/22/2025 10:00:00 AM | RTD | CVIS | LEYTE | 04IASMOD_G01 | 12/22/2025 10:05:00 AM | 12/22/2025 10:00:00 AM | 12/22/2025 10:05:00 AM | IASCO | 31995 | 0 | 31995 | 10 | [18 empty] | 10 | 5 | 5
12/22/2025 10:00:00 AM | RTD | CVIS | LEYTE | 04IASMOD_G02 | 12/22/2025 10:05:00 AM | 12/22/2025 10:00:00 AM | 12/22/2025 10:05:00 AM | IASCO | 31998 | 0 | 31998 | 10 | [18 empty] | 10 | 5 | 5
12/22/2025 10:00:00 AM | RTD | CVIS | LEYTE | 04IASMOD_G03 | 12/22/2025 10:05:00 AM | 12/22/2025 10:00:00 AM | 12/22/2025 10:05:00 AM | IASCO | 31999 | 0 | 31999 | 15 | [18 empty] | 15 | 5 | 5
12/22/2025 10:00:00 AM | RTD | CVIS | LEYTE | 04IASMOD_G04 | 12/22/2025 10:05:00 AM | 12/22/2025 10:00:00 AM | 12/22/2025 10:05:00 AM | IASCO | 31997 | 0 | 31997 | 10 | [18 empty] | 10 | 5 | 5
12/22/2025 10:00:00 AM | RTD | CVIS | LEYTE | 04IASMOD_G05 | 12/22/2025 10:05:00 AM | 12/22/2025 10:00:00 AM | 12/22/2025 10:05:00 AM | IASCO | 31996 | 0 | 31996 | 15 | [18 empty] | 15 | 5 | 5
12/22/2025 10:00:00 AM | RTD | CVIS | LEYTE | 04IASMOD_G06 | 12/22/2025 10:05:00 AM | 12/22/2025 10:00:00 AM | 12/22/2025 10:05:00 AM | IASCO | 32000 | 0 | 32000 | 10 | [18 empty] | 10 | 5 | 5
12/22/2025 10:00:00 AM | RTD | CVIS | LEYTE | 04ORMOC_BAT | 12/22/2025 10:05:00 AM | 12/22/2025 10:00:00 AM | 12/22/2025 10:05:00 AM | UPSI | 32000 | 0 | 32000 | 40 | [18 empty] | 40 | 5004 | 5004
12/22/2025 10:00:00 AM | RTD | CVIS | LEYTE | 04TONGO_BAT | 12/22/2025 10:05:00 AM | 12/22/2025 10:00:00 AM | 12/22/2025 10:05:00 AM | EDC | -10000 | -10 | -10000 | 0 | 32000 | 10 | [16 empty] | 10 | 800 | 800
12/22/2025 10:00:00 AM | RTD | CVIS | CEBU | 05CARMENDPP_U01 | 12/22/2025 10:05:00 AM | 12/22/2025 10:00:00 AM | 12/22/2025 10:05:00 AM | TPC | 27587 | 0 | 27587 | 10 | [18 empty] | 10 | 1 | 1
12/22/2025 10:00:00 AM | RTD | CVIS | CEBU | 05CARMENDPP_U02 | 12/22/2025 10:05:00 AM | 12/22/2025 10:00:00 AM | 12/22/2025 10:05:00 AM | TPC | 27587 | 0 | 27587 | 10 | [18 empty] | 10 | 1 | 1
12/22/2025 10:00:00 AM | RTD | CVIS | CEBU | 05CEDC_U01 | 12/22/2025 10:05:00 AM | 12/22/2025 10:00:00 AM | 12/22/2025 10:05:00 AM | CEBUEDC | -10000 | 0 | -10000 | 45.1 | 3140 | 83.2 | [16 empty] | 45.1 | 1 | 1 | 83.2 | 1 | 1
12/22/2025 10:00:00 AM | RTD | CVIS | CEBU | 05CEDC_U02 | 12/22/2025 10:05:00 AM | 12/22/2025 10:00:00 AM | 12/22/2025 10:05:00 AM | CEBUEDC | -10000 | 0 | -10000 | 45.1 | 3140 | 83.4 | [16 empty] | 45.1 | 1 | 1 | 83.4 | 1 | 1
12/22/2025 10:00:00 AM | RTD | CVIS | CEBU | 05CEDC_U03 | 12/22/2025 10:05:00 AM | 12/22/2025 10:00:00 AM | 12/22/2025 10:05:00 AM | CEBUEDC | -10000 | 0 | -10000 | 45.1 | 3140 | 83.1 | [16 empty] | 45.1 | 1 | 1 | 83.1 | 1 | 1
12/22/2025 10:00:00 AM | RTD | CVIS | CEBU | 05CPPC_U01 | 12/22/2025 10:05:00 AM | 12/22/2025 10:00:00 AM | 12/22/2025 10:05:00 AM | CPPC | 32000 | 0 | 32000 | 6.5 | [18 empty] | 4 | 0.3 | 0.7 | 6.5 | 0.4 | 1.4
12/22/2025 10:00:00 AM | RTD | CVIS | CEBU | 05CPPC_U02 | 12/22/2025 10:05:00 AM | 12/22/2025 10:00:00 AM | 12/22/2025 10:05:00 AM | CPPC | 32000 | 0 | 32000 | 6.5 | [18 empty] | 4 | 0.3 | 0.7 | 6.5 | 0.4 | 1.4
12/22/2025 10:00:00 AM | RTD | CVIS | CEBU | 05CPPC_U03 | 12/22/2025 10:05:00 AM | 12/22/2025 10:00:00 AM | 12/22/2025 10:05:00 AM | CPPC | 32000 | 0 | 32000 | 6.5 | [18 empty] | 4 | 0.3 | 0.7 | 6.5 | 0.4 | 1.4
12/22/2025 10:00:00 AM | RTD | CVIS | CEBU | 05CPPC_U04 | 12/22/2025 10:05:00 AM | 12/22/2025 10:00:00 AM | 12/22/2025 10:05:00 AM | CPPC | 32000 | 0 | 32000 | 6.5 | [18 empty] | 4 | 0.3 | 0.7 | 6.5 | 0.4 | 1.4
12/22/2025 10:00:00 AM | RTD | CVIS | CEBU | 05CPPC_U05 | 12/22/2025 10:05:00 AM | 12/22/2025 10:00:00 AM | 12/22/2025 10:05:00 AM | CPPC | 32000 | 0 | 32000 | 6.5 | [18 empty] | 4 | 0.3 | 0.7 | 6.5 | 0.4 | 1.4
12/22/2025 10:00:00 AM | RTD | CVIS | CEBU | 05CPPC_U06 | 12/22/2025 10:05:00 AM | 12/22/2025 10:00:00 AM | 12/22/2025 10:05:00 AM | CPPC | 32000 | 0 | 32000 | 6.5 | [18 empty] | 4 | 0.3 | 0.7 | 6.5 | 0.4 | 1.4
12/22/2025 10:00:00 AM | RTD | CVIS | CEBU | 05CPPC_U07 | 12/22/2025 10:05:00 AM | 12/22/2025 10:00:00 AM | 12/22/2025 10:05:00 AM | CPPC | 32000 | 0 | 32000 | 6.5 | [18 empty] | 4 | 0.3 | 0.7 | 6.5 | 0.4 | 1.4
12/22/2025 10:00:00 AM | RTD | CVIS | CEBU | 05CPPC_U08 | 12/22/2025 10:05:00 AM | 12/22/2025 10:00:00 AM | 12/22/2025 10:05:00 AM | CPPC | 32000 | 0 | 32000 | 6.3 | [18 empty] | 4 | 0.3 | 0.7 | 6.3 | 0.4 | 1.4
12/22/2025 10:00:00 AM | RTD | CVIS | CEBU | 05CPPC_U09 | 12/22/2025 10:05:00 AM | 12/22/2025 10:00:00 AM | 12/22/2025 10:05:00 AM | CPPC | 32000 | 0 | 32000 | 6.3 | [18 empty] | 4 | 0.3 | 0.7 | 6.3 | 0.4 | 1.4
12/22/2025 10:00:00 AM | RTD | CVIS | CEBU | 05CPPC_U10 | 12/22/2025 10:05:00 AM | 12/22/2025 10:00:00 AM | 12/22/2025 10:05:00 AM | CPPC | 32000 | 0 | 32000 | 6.3 | [18 empty] | 4 | 0.3 | 0.7 | 6.3 | 0.4 | 1.4
12/22/2025 10:00:00 AM | RTD | CVIS | CEBU | 05EAUC_U02 | 12/22/2025 10:05:00 AM | 12/22/2025 10:00:00 AM | 12/22/2025 10:05:00 AM | EAUC | -1 | 0 | -1 | 8.5 | 32000 | 11 | [16 empty] | 11 | 0.6 | 0.5
12/22/2025 10:00:00 AM | RTD | CVIS | CEBU | 05EAUC_U03 | 12/22/2025 10:05:00 AM | 12/22/2025 10:00:00 AM | 12/22/2025 10:05:00 AM | EAUC | -1 | 0 | -1 | 3 | [18 empty] | 11.5 | 0.1 | 3
12/22/2025 10:00:00 AM | RTD | CVIS | CEBU | 05EAUC_U04 | 12/22/2025 10:05:00 AM | 12/22/2025 10:00:00 AM | 12/22/2025 10:05:00 AM | EAUC | 32000 | 0 | 32000 | 11.5 | [18 empty] | 11.5 | 0.1 | 3
12/22/2025 10:00:00 AM | RTD | CVIS | CEBU | 05KSPC_G01 | 12/22/2025 10:05:00 AM | 12/22/2025 10:00:00 AM | 12/22/2025 10:05:00 AM | KSPC | -10000 | 0 | -10000 | 103 | [18 empty] | 75 | 0.4 | 0.1 | 103 | 0.4 | 0.4
12/22/2025 10:00:00 AM | RTD | CVIS | CEBU | 05KSPC_G02 | 12/22/2025 10:05:00 AM | 12/22/2025 10:00:00 AM | 12/22/2025 10:05:00 AM | KSPC | -10000 | 0 | -10000 | 103 | [18 empty] | 75 | 0.4 | 0.1 | 103 | 0.4 | 0.4
12/22/2025 10:00:00 AM | RTD | CVIS | CEBU | 05THVI_U01 | 12/22/2025 10:05:00 AM | 12/22/2025 10:00:00 AM | 12/22/2025 10:05:00 AM | TVI | -10000 | 0 | -10000 | 70 | -1 | 153 | 22000 | 169 | [14 empty] | 169 | 1.2 | 1.2
12/22/2025 10:00:00 AM | RTD | CVIS | CEBU | 05THVI_U02 | 12/22/2025 10:05:00 AM | 12/22/2025 10:00:00 AM | 12/22/2025 10:05:00 AM | TVI | -10000 | 0 | -10000 | 70 | -1 | 152 | 22000 | 169 | [14 empty] | 169 | 1.2 | 1.2
12/22/2025 10:00:00 AM | RTD | CVIS | CEBU | 05TOLEDO_BAT | 12/22/2025 10:05:00 AM | 12/22/2025 10:00:00 AM | 12/22/2025 10:05:00 AM | UPSI | 32000 | 0 | 32000 | 19.3 | [18 empty] | 20 | 2642.4 | 2642.4
12/22/2025 10:00:00 AM | RTD | CVIS | CEBU | 05TPC_G02 | 12/22/2025 10:05:00 AM | 12/22/2025 10:00:00 AM | 12/22/2025 10:05:00 AM | TPC | -10000 | 0 | -10000 | 77 | 3360 | 83.6 | [16 empty] | 45.3 | 1 | 1 | 83.6 | 1 | 1
12/22/2025 10:00:00 AM | RTD | CVIS | NEGROS | 06CENPRI_U01 | 12/22/2025 10:05:00 AM | 12/22/2025 10:00:00 AM | 12/22/2025 10:05:00 AM | CENPRI | 32000 | 0 | 32000 | 4.4 | [18 empty] | 4.4 | 0.1 | 0.2
12/22/2025 10:00:00 AM | RTD | CVIS | NEGROS | 06CENPRI_U02 | 12/22/2025 10:05:00 AM | 12/22/2025 10:00:00 AM | 12/22/2025 10:05:00 AM | CENPRI | 32000 | 0 | 32000 | 4.4 | [18 empty] | 4.4 | 0.1 | 0.2
12/22/2025 10:00:00 AM | RTD | CVIS | NEGROS | 06CENPRI_U03 | 12/22/2025 10:05:00 AM | 12/22/2025 10:00:00 AM | 12/22/2025 10:05:00 AM | CENPRI | 32000 | 0 | 32000 | 4.4 | [18 empty] | 4.4 | 0.1 | 0.2
12/22/2025 10:00:00 AM | RTD | CVIS | NEGROS | 06CENPRI_U04 | 12/22/2025 10:05:00 AM | 12/22/2025 10:00:00 AM | 12/22/2025 10:05:00 AM | CENPRI | 32000 | 0 | 32000 | 6.5 | [18 empty] | 6.5 | 0.1 | 0.4
12/22/2025 10:00:00 AM | RTD | CVIS | NEGROS | 06CENPRI_U05 | 12/22/2025 10:05:00 AM | 12/22/2025 10:00:00 AM | 12/22/2025 10:05:00 AM | CENPRI | 32000 | 0 | 32000 | 6.5 | [18 empty] | 6.5 | 0.1 | 0.4
12/22/2025 10:00:00 AM | RTD | CVIS | NEGROS | 06KABAN_BAT | 12/22/2025 10:05:00 AM | 12/22/2025 10:00:00 AM | 12/22/2025 10:05:00 AM | SPESCL | -10000 | -30 | -10000 | 0 | 32000 | 30 | [16 empty] | 30 | 150 | 150
12/22/2025 10:00:00 AM | RTD | CVIS | NEGROS | 06PAL1A_U01 | 12/22/2025 10:05:00 AM | 12/22/2025 10:00:00 AM | 12/22/2025 10:05:00 AM | GCGI | -10000 | 0 | -10000 | 22.9 | 0 | 35.2 | [16 empty] | 35.2 | 4.7 | 4.8
12/22/2025 10:00:00 AM | RTD | CVIS | NEGROS | 06PAL1A_U02 | 12/22/2025 10:05:00 AM | 12/22/2025 10:00:00 AM | 12/22/2025 10:05:00 AM | GCGI | -10000 | 0 | -10000 | 22.4 | 0 | 34.8 | [16 empty] | 34.8 | 5 | 5
12/22/2025 10:00:00 AM | RTD | CVIS | NEGROS | 06PAL1A_U03 | 12/22/2025 10:05:00 AM | 12/22/2025 10:00:00 AM | 12/22/2025 10:05:00 AM | GCGI | -10000 | 0 | -10000 | 22.9 | 0 | 33 | [16 empty] | 35.3 | 4.9 | 5
12/22/2025 10:00:00 AM | RTD | CVIS | NEGROS | 06PAL2A_U01 | 12/22/2025 10:05:00 AM | 12/22/2025 10:00:00 AM | 12/22/2025 10:05:00 AM | GCGI | -10000 | 0 | -10000 | 8.9 | 0 | 18.8 | [16 empty] | 18.8 | 2.9 | 2.9
12/22/2025 10:00:00 AM | RTD | CVIS | NEGROS | 06PAL2A_U02 | 12/22/2025 10:05:00 AM | 12/22/2025 10:00:00 AM | 12/22/2025 10:05:00 AM | GCGI | -10000 | 0 | -10000 | 9.2 | 0 | 18.9 | [16 empty] | 18.9 | 2.8 | 2.9
12/22/2025 10:00:00 AM | RTD | CVIS | NEGROS | 06PAL2A_U03 | 12/22/2025 10:05:00 AM | 12/22/2025 10:00:00 AM | 12/22/2025 10:05:00 AM | GCGI | -10000 | 0 | -10000 | 8.9 | 0 | 18.9 | [16 empty] | 18.9 | 2.3 | 2.1
12/22/2025 10:00:00 AM | RTD | CVIS | NEGROS | 06SONEG_BAT | 12/22/2025 10:05:00 AM | 12/22/2025 10:00:00 AM | 12/22/2025 10:05:00 AM | EDC | -10000 | -10 | -10000 | 0 | 32000 | 10 | [16 empty] | 10 | 1238.4 | 1252.8
12/22/2025 10:00:00 AM | RTD | CVIS | BOHOL | 07BDPP_U01 | 12/22/2025 10:05:00 AM | 12/22/2025 10:00:00 AM | 12/22/2025 10:05:00 AM | SIPC | 30980 | 0 | 30980 | 4 | [18 empty] | 4 | 0.4 | 0.4
12/22/2025 10:00:00 AM | RTD | CVIS | BOHOL | 07BDPP_U02 | 12/22/2025 10:05:00 AM | 12/22/2025 10:00:00 AM | 12/22/2025 10:05:00 AM | SIPC | 30880 | 0 | 30880 | 4 | [18 empty] | 4 | 0.4 | 0.4
12/22/2025 10:00:00 AM | RTD | CVIS | BOHOL | 07BDPP_U03 | 12/22/2025 10:05:00 AM | 12/22/2025 10:00:00 AM | 12/22/2025 10:05:00 AM | SIPC | 30780 | 0 | 30780 | 4.2 | [18 empty] | 4.2 | 0.4 | 0.4
12/22/2025 10:00:00 AM | RTD | CVIS | BOHOL | 07BDPP_U04 | 12/22/2025 10:05:00 AM | 12/22/2025 10:00:00 AM | 12/22/2025 10:05:00 AM | SIPC | 30680 | 0 | 30680 | 4 | [18 empty] | 4 | 0.4 | 0.4
12/22/2025 10:00:00 AM | RTD | CVIS | BOHOL | 07BIDPP_G01 | 12/22/2025 10:05:00 AM | 12/22/2025 10:00:00 AM | 12/22/2025 10:05:00 AM | MPC | 32000 | 0 | 32000 | 50.1 | [18 empty] | 54 | 0.6 | 0.6
12/22/2025 10:00:00 AM | RTD | CVIS | BOHOL | 07TPLPB4_U01 | 12/22/2025 10:05:00 AM | 12/22/2025 10:00:00 AM | 12/22/2025 10:05:00 AM | SPCPOWER | 30700 | 0 | 30700 | 7 | [18 empty] | 7 | 0.5 | 0.5
12/22/2025 10:00:00 AM | RTD | CVIS | BOHOL | 07TPLPB4_U02 | 12/22/2025 10:05:00 AM | 12/22/2025 10:00:00 AM | 12/22/2025 10:05:00 AM | SPCPOWER | 30800 | 0 | 30800 | 7 | [18 empty] | 7 | 0.5 | 0.5
12/22/2025 10:00:00 AM | RTD | CVIS | BOHOL | 07TPLPB4_U03 | 12/22/2025 10:05:00 AM | 12/22/2025 10:00:00 AM | 12/22/2025 10:05:00 AM | SPCPOWER | 30900 | 0 | 30900 | 7 | [18 empty] | 7 | 0.5 | 0.5
12/22/2025 10:00:00 AM | RTD | CVIS | BOHOL | 07TPLPB4_U04 | 12/22/2025 10:05:00 AM | 12/22/2025 10:00:00 AM | 12/22/2025 10:05:00 AM | SPCPOWER | 31000 | 0 | 31000 | 8 | [18 empty] | 8 | 0.7 | 0.6
12/22/2025 10:00:00 AM | RTD | CVIS | BOHOL | 07UBAY_BAT | 12/22/2025 10:05:00 AM | 12/22/2025 10:00:00 AM | 12/22/2025 10:05:00 AM | UPSI | 32000 | 0 | 32000 | 17.8 | [18 empty] | 20 | 2300.4 | 2300.4
12/22/2025 10:00:00 AM | RTD | CVIS | PANAY | 08NABASDPP_U01 | 12/22/2025 10:05:00 AM | 12/22/2025 10:00:00 AM | 12/22/2025 10:05:00 AM | PPC | 20870.1 | 0 | 20870.1 | 3 | [18 empty] | 3 | 0.6 | 0.6
12/22/2025 10:00:00 AM | RTD | CVIS | PANAY | 08NABASDPP_U02 | 12/22/2025 10:05:00 AM | 12/22/2025 10:00:00 AM | 12/22/2025 10:05:00 AM | PPC | 20870.1 | 0 | 20870.1 | 3.4 | [18 empty] | 3.4 | 0.6 | 0.6
12/22/2025 10:00:00 AM | RTD | CVIS | PANAY | 08PALM_G01 | 12/22/2025 10:05:00 AM | 12/22/2025 10:00:00 AM | 12/22/2025 10:05:00 AM | PCPC | -10000 | 0 | -10000 | 80 | [18 empty] | 51 | 1 | 0.1 | 135 | 0.8 | 0.8
12/22/2025 10:00:00 AM | RTD | CVIS | PANAY | 08PDPP1_U03 | 12/22/2025 10:05:00 AM | 12/22/2025 10:00:00 AM | 12/22/2025 10:05:00 AM | SIPC | 30998 | 0 | 30998 | 5 | [18 empty] | 3 | 0.4 | 0.4 | 5 | 0.5 | 0.7
12/22/2025 10:00:00 AM | RTD | CVIS | PANAY | 08PDPP1_U05 | 12/22/2025 10:05:00 AM | 12/22/2025 10:00:00 AM | 12/22/2025 10:05:00 AM | SIPC | 30999 | 0 | 30999 | 5 | [18 empty] | 3 | 0.3 | 0.4 | 5 | 0.5 | 1.2
12/22/2025 10:00:00 AM | RTD | CVIS | PANAY | 08PDPP3_C | 12/22/2025 10:05:00 AM | 12/22/2025 10:00:00 AM | 12/22/2025 10:05:00 AM | SIPC | 31997 | 0 | 31997 | 12 | [18 empty] | 5.3 | 0.4 | 0.4 | 12 | 1.3 | 1.3
12/22/2025 10:00:00 AM | RTD | CVIS | PANAY | 08PDPP3_E | 12/22/2025 10:05:00 AM | 12/22/2025 10:00:00 AM | 12/22/2025 10:05:00 AM | SIPC | 29979 | 0 | 29979 | 12 | [18 empty] | 5.2 | 0.4 | 0.4 | 12 | 1.1 | 1.3
12/22/2025 10:00:00 AM | RTD | CVIS | PANAY | 08PDPP3_G | 12/22/2025 10:05:00 AM | 12/22/2025 10:00:00 AM | 12/22/2025 10:05:00 AM | SIPC | 30089 | 0 | 30089 | 13 | [18 empty] | 5.3 | 0.4 | 0.4 | 13 | 1.1 | 1.5
12/22/2025 10:00:00 AM | RTD | CVIS | PANAY | 08PDPP3_H | 12/22/2025 10:05:00 AM | 12/22/2025 10:00:00 AM | 12/22/2025 10:05:00 AM | SIPC | 29989 | 0 | 29989 | 13 | [18 empty] | 5.2 | 0.4 | 0.4 | 13 | 1.1 | 1.5
12/22/2025 10:00:00 AM | RTD | CVIS | PANAY | 08PEDC_U01 | 12/22/2025 10:05:00 AM | 12/22/2025 10:00:00 AM | 12/22/2025 10:05:00 AM | PEDC | -10000 | 0 | -10000 | 55 | 3320 | 83.7 | [16 empty] | 42 | 1.5 | 1.4 | 83.7 | 1.5 | 1.4
12/22/2025 10:00:00 AM | RTD | CVIS | PANAY | 08PEDC_U02 | 12/22/2025 10:05:00 AM | 12/22/2025 10:00:00 AM | 12/22/2025 10:05:00 AM | PEDC | -10000 | 0 | -10000 | 42 | 3320 | 83.7 | [16 empty] | 42 | 1.3 | 1.5 | 83.7 | 1.3 | 1.5
12/22/2025 10:00:00 AM | RTD | CVIS | PANAY | 08PEDC_U03 | 12/22/2025 10:05:00 AM | 12/22/2025 10:00:00 AM | 12/22/2025 10:05:00 AM | PEDC | -10000 | 0 | -10000 | 70 | 3180 | 138.5 | 7660 | 150 | [14 empty] | 70 | 2.3 | 2.7 | 150 | 2.3 | 2.7
12/22/2025 10:00:00 AM | RTD | CVIS | PANAY | 08STBPB1_U01 | 12/22/2025 10:05:00 AM | 12/22/2025 10:00:00 AM | 12/22/2025 10:05:00 AM | MPBI | 14720.1 | 0 | 14720.1 | 6 | [18 empty] | 1 | 0.1 | 0.1 | 6 | 0.3 | 0.3
12/22/2025 10:00:00 AM | RTD | CVIS | PANAY | 08STBPB1_U02 | 12/22/2025 10:05:00 AM | 12/22/2025 10:00:00 AM | 12/22/2025 10:05:00 AM | MPBI | 14720.1 | 0 | 14720.1 | 6 | [18 empty] | 1 | 0.1 | 0.4 | 6 | 0.3 | 0.4
12/22/2025 10:00:00 AM | RTD | CVIS | PANAY | 08STBPB1_U03 | 12/22/2025 10:05:00 AM | 12/22/2025 10:00:00 AM | 12/22/2025 10:05:00 AM | MPBI | 14720.1 | 0 | 14720.1 | 6 | [18 empty] | 1 | 0.1 | 0.3 | 6 | 0.2 | 0.3
12/22/2025 10:00:00 AM | RTD | CVIS | PANAY | 08STBPB1_U04 | 12/22/2025 10:05:00 AM | 12/22/2025 10:00:00 AM | 12/22/2025 10:05:00 AM | MPBI | 14720.1 | 0 | 14720.1 | 6 | [18 empty] | 1 | 0.1 | 0.4 | 6 | 0.3 | 0.4

## Generation Offers (01282300)
Run Time | Market Type | Region Name | Zone Name | Resource Name | Time Interval | Start | End | MP Name | PRICE1 | QUANTITY1 | PRICE2 | QUANTITY2 | PRICE3 | QUANTITY3 | PRICE4 | QUANTITY4 | PRICE5 | QUANTITY5 | PRICE6 | QUANTITY6 | PRICE7 | QUANTITY7 | PRICE8 | QUANTITY8 | PRICE9 | QUANTITY9 | PRICE10 | QUANTITY10 | PRICE11 | QUANTITY11 | RR_BREAK_QUANTITY1 | RR_UP1 | RR_DOWN1 | RR_BREAK_QUANTITY2 | RR_UP2 | RR_DOWN2 | RR_BREAK_QUANTITY3 | RR_UP3 | RR_DOWN3 | RR_BREAK_QUANTITY4 | RR_UP4 | RR_DOWN4 | RR_BREAK_QUANTITY5 | RR_UP5 | RR_DOWN5
1/28/2026 23:00 | RTD | CVIS | LEYTE | 04CLBYBNK_G01 | 1/28/2026 23:05 | 1/28/2026 23:00 | 1/28/2026 23:05 | GTEC | 21900 | 0 | 21900 | 5.5 | 21910 | 10.9 | [16 empty] | 1 | 0.2 | 2.2 | 5.5 | 1.1 | 2.2 | 10.9 | 2.2 | 2.2
1/28/2026 23:00 | RTD | CVIS | LEYTE | 04IASMOD_G01 | 1/28/2026 23:05 | 1/28/2026 23:00 | 1/28/2026 23:05 | IASCO | 31999 | 0 | 31999 | 10 | [18 empty] | 10 | 5 | 5
1/28/2026 23:00 | RTD | CVIS | LEYTE | 04IASMOD_G02 | 1/28/2026 23:05 | 1/28/2026 23:00 | 1/28/2026 23:05 | IASCO | 31996 | 0 | 31996 | 10 | [18 empty] | 10 | 5 | 5
1/28/2026 23:00 | RTD | CVIS | LEYTE | 04IASMOD_G03 | 1/28/2026 23:05 | 1/28/2026 23:00 | 1/28/2026 23:05 | IASCO | 31997 | 0 | 31997 | 15 | [18 empty] | 15 | 5 | 5
1/28/2026 23:00 | RTD | CVIS | LEYTE | 04IASMOD_G04 | 1/28/2026 23:05 | 1/28/2026 23:00 | 1/28/2026 23:05 | IASCO | 31998 | 0 | 31998 | 10 | [18 empty] | 10 | 5 | 5
1/28/2026 23:00 | RTD | CVIS | LEYTE | 04IASMOD_G05 | 1/28/2026 23:05 | 1/28/2026 23:00 | 1/28/2026 23:05 | IASCO | 31995 | 0 | 31995 | 15 | [18 empty] | 15 | 5 | 5
1/28/2026 23:00 | RTD | CVIS | LEYTE | 04IASMOD_G06 | 1/28/2026 23:05 | 1/28/2026 23:00 | 1/28/2026 23:05 | IASCO | 32000 | 0 | 32000 | 10 | [18 empty] | 10 | 5 | 5
1/28/2026 23:00 | RTD | CVIS | LEYTE | 04ORMOC_BAT | 1/28/2026 23:05 | 1/28/2026 23:00 | 1/28/2026 23:05 | UPSI | 32000 | 0 | 32000 | 40 | [18 empty] | 40 | 5004 | 5004
1/28/2026 23:00 | RTD | CVIS | LEYTE | 04TONGO_BAT | 1/28/2026 23:05 | 1/28/2026 23:00 | 1/28/2026 23:05 | EDC | -10000 | -10 | -10000 | 0 | 32000 | 10 | [16 empty] | 10 | 999 | 999
1/28/2026 23:00 | RTD | CVIS | CEBU | 05CARMENDPP_U01 | 1/28/2026 23:05 | 1/28/2026 23:00 | 1/28/2026 23:05 | TPC | 32000 | 0 | 32000 | 10 | [18 empty] | 10 | 1 | 1
1/28/2026 23:00 | RTD | CVIS | CEBU | 05CARMENDPP_U02 | 1/28/2026 23:05 | 1/28/2026 23:00 | 1/28/2026 23:05 | TPC | 32000 | 0 | 32000 | 10 | [18 empty] | 10 | 1 | 1
1/28/2026 23:00 | RTD | CVIS | CEBU | 05CARMENDPP_U03 | 1/28/2026 23:05 | 1/28/2026 23:00 | 1/28/2026 23:05 | TPC | 32000 | 0 | 32000 | 10 | [18 empty] | 10 | 1 | 1
1/28/2026 23:00 | RTD | CVIS | CEBU | 05CEDC_U01 | 1/28/2026 23:05 | 1/28/2026 23:00 | 1/28/2026 23:05 | CEBUEDC | -10000 | 0 | -10000 | 45.1 | 3240 | 83.2 | [16 empty] | 45.1 | 1 | 1 | 83.2 | 1 | 1
1/28/2026 23:00 | RTD | CVIS | CEBU | 05CEDC_U02 | 1/28/2026 23:05 | 1/28/2026 23:00 | 1/28/2026 23:05 | CEBUEDC | -10000 | 0 | -10000 | 45.1 | 3240 | 83.4 | [16 empty] | 45.1 | 1 | 1 | 83.4 | 1 | 1
1/28/2026 23:00 | RTD | CVIS | CEBU | 05CEDC_U03 | 1/28/2026 23:05 | 1/28/2026 23:00 | 1/28/2026 23:05 | CEBUEDC | -10000 | 0 | -10000 | 45.1 | 3240 | 83.1 | [16 empty] | 45.1 | 1 | 1 | 83.1 | 1 | 1
1/28/2026 23:00 | RTD | CVIS | CEBU | 05CPPC_U01 | 1/28/2026 23:05 | 1/28/2026 23:00 | 1/28/2026 23:05 | CPPC | 32000 | 0 | 32000 | 6.5 | [18 empty] | 4 | 0.3 | 0.7 | 6.5 | 0.4 | 1.4
1/28/2026 23:00 | RTD | CVIS | CEBU | 05CPPC_U02 | 1/28/2026 23:05 | 1/28/2026 23:00 | 1/28/2026 23:05 | CPPC | 32000 | 0 | 32000 | 6.5 | [18 empty] | 4 | 0.3 | 0.7 | 6.5 | 0.4 | 1.4
1/28/2026 23:00 | RTD | CVIS | CEBU | 05CPPC_U03 | 1/28/2026 23:05 | 1/28/2026 23:00 | 1/28/2026 23:05 | CPPC | 32000 | 0 | 32000 | 6.5 | [18 empty] | 4 | 0.3 | 0.7 | 6.5 | 0.4 | 1.4
1/28/2026 23:00 | RTD | CVIS | CEBU | 05CPPC_U04 | 1/28/2026 23:05 | 1/28/2026 23:00 | 1/28/2026 23:05 | CPPC | 32000 | 0 | 32000 | 6.5 | [18 empty] | 4 | 0.3 | 0.7 | 6.5 | 0.4 | 1.4
1/28/2026 23:00 | RTD | CVIS | CEBU | 05CPPC_U05 | 1/28/2026 23:05 | 1/28/2026 23:00 | 1/28/2026 23:05 | CPPC | 32000 | 0 | 32000 | 6.5 | [18 empty] | 4 | 0.3 | 0.7 | 6.5 | 0.4 | 1.4
1/28/2026 23:00 | RTD | CVIS | CEBU | 05CPPC_U06 | 1/28/2026 23:05 | 1/28/2026 23:00 | 1/28/2026 23:05 | CPPC | 32000 | 0 | 32000 | 6.5 | [18 empty] | 4 | 0.3 | 0.7 | 6.5 | 0.4 | 1.4
1/28/2026 23:00 | RTD | CVIS | CEBU | 05CPPC_U07 | 1/28/2026 23:05 | 1/28/2026 23:00 | 1/28/2026 23:05 | CPPC | 32000 | 0 | 32000 | 6.5 | [18 empty] | 4 | 0.3 | 0.7 | 6.5 | 0.4 | 1.4
1/28/2026 23:00 | RTD | CVIS | CEBU | 05CPPC_U08 | 1/28/2026 23:05 | 1/28/2026 23:00 | 1/28/2026 23:05 | CPPC | 32000 | 0 | 32000 | 6.3 | [18 empty] | 4 | 0.3 | 0.7 | 6.3 | 0.4 | 1.4
1/28/2026 23:00 | RTD | CVIS | CEBU | 05CPPC_U09 | 1/28/2026 23:05 | 1/28/2026 23:00 | 1/28/2026 23:05 | CPPC | 32000 | 0 | 32000 | 6.3 | [18 empty] | 4 | 0.3 | 0.7 | 6.3 | 0.4 | 1.4
1/28/2026 23:00 | RTD | CVIS | CEBU | 05CPPC_U10 | 1/28/2026 23:05 | 1/28/2026 23:00 | 1/28/2026 23:05 | CPPC | 32000 | 0 | 32000 | 6.3 | [18 empty] | 4 | 0.3 | 0.7 | 6.3 | 0.4 | 1.4
1/28/2026 23:00 | RTD | CVIS | CEBU | 05EAUC_U02 | 1/28/2026 23:05 | 1/28/2026 23:00 | 1/28/2026 23:05 | EAUC | -1 | 0 | -1 | 6 | 32000 | 11 | [16 empty] | 11 | 0.6 | 0.6
1/28/2026 23:00 | RTD | CVIS | CEBU | 05EAUC_U03 | 1/28/2026 23:05 | 1/28/2026 23:00 | 1/28/2026 23:05 | EAUC | -1 | 0 | -1 | 6 | 32000 | 10.5 | [16 empty] | 11.5 | 0.6 | 0.4
1/28/2026 23:00 | RTD | CVIS | CEBU | 05EAUC_U04 | 1/28/2026 23:05 | 1/28/2026 23:00 | 1/28/2026 23:05 | EAUC | -1 | 0 | -1 | 8.7 | 32000 | 11.5 | [16 empty] | 11.5 | 0.6 | 0.6
1/28/2026 23:00 | RTD | CVIS | CEBU | 05THVI_U01 | 1/28/2026 23:05 | 1/28/2026 23:00 | 1/28/2026 23:05 | TVI | -10000 | 0 | -10000 | 70 | -1 | 151 | 22000 | 169 | [14 empty] | 169 | 1.2 | 1.2
1/28/2026 23:00 | RTD | CVIS | CEBU | 05TOLEDO_BAT | 1/28/2026 23:05 | 1/28/2026 23:00 | 1/28/2026 23:05 | UPSI | 32000 | 0 | 32000 | 19.3 | [18 empty] | 20 | 2642.4 | 2642.4
1/28/2026 23:00 | RTD | CVIS | CEBU | 05TPC_G02 | 1/28/2026 23:05 | 1/28/2026 23:00 | 1/28/2026 23:05 | TPC | -10000 | 0 | -10000 | 67 | 3370 | 83.6 | [16 empty] | 45.3 | 1 | 1 | 83.6 | 1 | 1
1/28/2026 23:00 | RTD | CVIS | NEGROS | 06CENPRI_U01 | 1/28/2026 23:05 | 1/28/2026 23:00 | 1/28/2026 23:05 | CENPRI | 32000 | 0 | 32000 | 4.4 | [18 empty] | 4.4 | 0.2 | 0.2
1/28/2026 23:00 | RTD | CVIS | NEGROS | 06CENPRI_U02 | 1/28/2026 23:05 | 1/28/2026 23:00 | 1/28/2026 23:05 | CENPRI | 32000 | 0 | 32000 | 4.4 | [18 empty] | 4.4 | 0.2 | 0.2
1/28/2026 23:00 | RTD | CVIS | NEGROS | 06CENPRI_U03 | 1/28/2026 23:05 | 1/28/2026 23:00 | 1/28/2026 23:05 | CENPRI | 32000 | 0 | 32000 | 4.4 | [18 empty] | 4.4 | 0.2 | 0.2
1/28/2026 23:00 | RTD | CVIS | NEGROS | 06CENPRI_U04 | 1/28/2026 23:05 | 1/28/2026 23:00 | 1/28/2026 23:05 | CENPRI | 32000 | 0 | 32000 | 6.5 | [18 empty] | 6.5 | 0.4 | 0.4
1/28/2026 23:00 | RTD | CVIS | NEGROS | 06CENPRI_U05 | 1/28/2026 23:05 | 1/28/2026 23:00 | 1/28/2026 23:05 | CENPRI | 32000 | 0 | 32000 | 6.5 | [18 empty] | 6.5 | 0.4 | 0.4
1/28/2026 23:00 | RTD | CVIS | NEGROS | 06KABAN_BAT | 1/28/2026 23:05 | 1/28/2026 23:00 | 1/28/2026 23:05 | SPESCL | -10000 | -30 | -10000 | 0 | 32000 | 30 | [16 empty] | 30 | 150 | 150
1/28/2026 23:00 | RTD | CVIS | NEGROS | 06PAL1A_U01 | 1/28/2026 23:05 | 1/28/2026 23:00 | 1/28/2026 23:05 | GCGI | -10000 | 0 | -10000 | 22.9 | 0 | 35.2 | [16 empty] | 35.2 | 4.7 | 4.8
1/28/2026 23:00 | RTD | CVIS | NEGROS | 06PAL1A_U02 | 1/28/2026 23:05 | 1/28/2026 23:00 | 1/28/2026 23:05 | GCGI | -10000 | 0 | -10000 | 15 | [18 empty] | 34.8 | 5 | 5
1/28/2026 23:00 | RTD | CVIS | NEGROS | 06PAL2A_U01 | 1/28/2026 23:05 | 1/28/2026 23:00 | 1/28/2026 23:05 | GCGI | -10000 | 0 | -10000 | 8.9 | 32000 | 18.8 | [16 empty] | 18.8 | 2.9 | 2.9
1/28/2026 23:00 | RTD | CVIS | NEGROS | 06PAL2A_U02 | 1/28/2026 23:05 | 1/28/2026 23:00 | 1/28/2026 23:05 | GCGI | -10000 | 0 | -10000 | 9.2 | 32000 | 18.9 | [16 empty] | 18.9 | 2.8 | 2.9
1/28/2026 23:00 | RTD | CVIS | NEGROS | 06PAL2A_U03 | 1/28/2026 23:05 | 1/28/2026 23:00 | 1/28/2026 23:05 | GCGI | -10000 | 0 | -10000 | 8.9 | 0 | 18.9 | [16 empty] | 18.9 | 2.3 | 2.1
1/28/2026 23:00 | RTD | CVIS | NEGROS | 06SONEG_BAT | 1/28/2026 23:05 | 1/28/2026 23:00 | 1/28/2026 23:05 | EDC | -10000 | -10 | -10000 | 0 | 32000 | 10 | [16 empty] | 10 | 800 | 800
1/28/2026 23:00 | RTD | CVIS | BOHOL | 07BDPP_U01 | 1/28/2026 23:05 | 1/28/2026 23:00 | 1/28/2026 23:05 | SIPC | 32000 | 0 | 32000 | 4 | [18 empty] | 4 | 0.4 | 0.4
1/28/2026 23:00 | RTD | CVIS | BOHOL | 07BDPP_U02 | 1/28/2026 23:05 | 1/28/2026 23:00 | 1/28/2026 23:05 | SIPC | 30880 | 0 | 30880 | 4 | [18 empty] | 4 | 0.4 | 0.4
1/28/2026 23:00 | RTD | CVIS | BOHOL | 07BDPP_U03 | 1/28/2026 23:05 | 1/28/2026 23:00 | 1/28/2026 23:05 | SIPC | 30780 | 0 | 30780 | 4.2 | [18 empty] | 4.2 | 0.4 | 0.4
1/28/2026 23:00 | RTD | CVIS | BOHOL | 07BDPP_U04 | 1/28/2026 23:05 | 1/28/2026 23:00 | 1/28/2026 23:05 | SIPC | 30680 | 0 | 30680 | 4 | [18 empty] | 4 | 0.4 | 0.4
1/28/2026 23:00 | RTD | CVIS | BOHOL | 07BIDPP_G01 | 1/28/2026 23:05 | 1/28/2026 23:00 | 1/28/2026 23:05 | MPC | 32000 | 0 | 32000 | 54 | [18 empty] | 54 | 0.3 | 0.6
1/28/2026 23:00 | RTD | CVIS | BOHOL | 07TPLPB4_U01 | 1/28/2026 23:05 | 1/28/2026 23:00 | 1/28/2026 23:05 | SPCPOWER | 30700 | 0 | 30700 | 7 | [18 empty] | 7 | 0.5 | 0.5
1/28/2026 23:00 | RTD | CVIS | BOHOL | 07TPLPB4_U02 | 1/28/2026 23:05 | 1/28/2026 23:00 | 1/28/2026 23:05 | SPCPOWER | 30800 | 0 | 30800 | 7 | [18 empty] | 7 | 0.5 | 0.5
1/28/2026 23:00 | RTD | CVIS | BOHOL | 07TPLPB4_U03 | 1/28/2026 23:05 | 1/28/2026 23:00 | 1/28/2026 23:05 | SPCPOWER | 30900 | 0 | 30900 | 7 | [18 empty] | 7 | 0.5 | 0.5
1/28/2026 23:00 | RTD | CVIS | BOHOL | 07TPLPB4_U04 | 1/28/2026 23:05 | 1/28/2026 23:00 | 1/28/2026 23:05 | SPCPOWER | 31000 | 0 | 31000 | 8 | [18 empty] | 8 | 0.7 | 0.6
1/28/2026 23:00 | RTD | CVIS | BOHOL | 07UBAY_BAT | 1/28/2026 23:05 | 1/28/2026 23:00 | 1/28/2026 23:05 | UPSI | 32000 | 0 | 32000 | 17.8 | [18 empty] | 20 | 2300.4 | 2300.4
1/28/2026 23:00 | RTD | CVIS | PANAY | 08NABASDPP_U01 | 1/28/2026 23:05 | 1/28/2026 23:00 | 1/28/2026 23:05 | PPC | 32000 | 0 | 32000 | 3 | [18 empty] | 3 | 0.6 | 0.6
1/28/2026 23:00 | RTD | CVIS | PANAY | 08NABASDPP_U02 | 1/28/2026 23:05 | 1/28/2026 23:00 | 1/28/2026 23:05 | PPC | 32000 | 0 | 32000 | 3.4 | [18 empty] | 3.4 | 0.6 | 0.6
1/28/2026 23:00 | RTD | CVIS | PANAY | 08PALM_G01 | 1/28/2026 23:05 | 1/28/2026 23:00 | 1/28/2026 23:05 | PCPC | -10000 | 0 | -10000 | 60 | 2691.88 | 70.5 | 3789.88 | 135 | [14 empty] | 51 | 1 | 0.1 | 125 | 1 | 0.8 | 135 | 0.8 | 0.8
1/28/2026 23:00 | RTD | CVIS | PANAY | 08PDPP1_U03 | 1/28/2026 23:05 | 1/28/2026 23:00 | 1/28/2026 23:05 | SIPC | 32000 | 0 | 32000 | 5 | [18 empty] | 3 | 0.4 | 0.4 | 5 | 0.5 | 0.7
1/28/2026 23:00 | RTD | CVIS | PANAY | 08PDPP1_U05 | 1/28/2026 23:05 | 1/28/2026 23:00 | 1/28/2026 23:05 | SIPC | 32000 | 0 | 32000 | 5 | [18 empty] | 3 | 0.3 | 0.4 | 5 | 0.5 | 1.2
1/28/2026 23:00 | RTD | CVIS | PANAY | 08PDPP3_C | 1/28/2026 23:05 | 1/28/2026 23:00 | 1/28/2026 23:05 | SIPC | 32000 | 0 | 32000 | 12 | [18 empty] | 12 | 1.3 | 1.3
1/28/2026 23:00 | RTD | CVIS | PANAY | 08PDPP3_E | 1/28/2026 23:05 | 1/28/2026 23:00 | 1/28/2026 23:05 | SIPC | 32000 | 0 | 32000 | 12 | [18 empty] | 12 | 1.1 | 1.3
1/28/2026 23:00 | RTD | CVIS | PANAY | 08PDPP3_G | 1/28/2026 23:05 | 1/28/2026 23:00 | 1/28/2026 23:05 | SIPC | 32000 | 0 | 32000 | 13 | [18 empty] | 13 | 1.1 | 1.5
1/28/2026 23:00 | RTD | CVIS | PANAY | 08PDPP3_H | 1/28/2026 23:05 | 1/28/2026 23:00 | 1/28/2026 23:05 | SIPC | 32000 | 0 | 32000 | 13 | [18 empty] | 13 | 1.1 | 1.5
1/28/2026 23:00 | RTD | CVIS | PANAY | 08PEDC_U01 | 1/28/2026 23:05 | 1/28/2026 23:00 | 1/28/2026 23:05 | PEDC | -10000 | 0 | -10000 | 42 | 3390 | 83.7 | [16 empty] | 42 | 1.5 | 1.4 | 83.7 | 1.5 | 1.4
1/28/2026 23:00 | RTD | CVIS | PANAY | 08PEDC_U02 | 1/28/2026 23:05 | 1/28/2026 23:00 | 1/28/2026 23:05 | PEDC | -10000 | 0 | -10000 | 42 | 3390 | 83.7 | [16 empty] | 42 | 1.3 | 1.5 | 83.7 | 1.3 | 1.5
1/28/2026 23:00 | RTD | CVIS | PANAY | 08STBPB1_U01 | 1/28/2026 23:05 | 1/28/2026 23:00 | 1/28/2026 23:05 | MPBI | 14720.1 | 0 | 14720.1 | 6 | [18 empty] | 1 | 0.1 | 0.1 | 6 | 0.3 | 0.3
1/28/2026 23:00 | RTD | CVIS | PANAY | 08STBPB1_U02 | 1/28/2026 23:05 | 1/28/2026 23:00 | 1/28/2026 23:05 | MPBI | 14720.1 | 0 | 14720.1 | 6 | [18 empty] | 1 | 0.1 | 0.4 | 6 | 0.3 | 0.4
1/28/2026 23:00 | RTD | CVIS | PANAY | 08STBPB1_U03 | 1/28/2026 23:05 | 1/28/2026 23:00 | 1/28/2026 23:05 | MPBI | 14720.1 | 0 | 14720.1 | 6 | [18 empty] | 1 | 0.1 | 0.3 | 6 | 0.2 | 0.3

## Generation Offers (02081500)
Run Time | Market Type | Region Name | Zone Name | Resource Name | Time Interval | Start | End | MP Name | PRICE1 | QUANTITY1 | PRICE2 | QUANTITY2 | PRICE3 | QUANTITY3 | PRICE4 | QUANTITY4 | PRICE5 | QUANTITY5 | PRICE6 | QUANTITY6 | PRICE7 | QUANTITY7 | PRICE8 | QUANTITY8 | PRICE9 | QUANTITY9 | PRICE10 | QUANTITY10 | PRICE11 | QUANTITY11 | RR_BREAK_QUANTITY1 | RR_UP1 | RR_DOWN1 | RR_BREAK_QUANTITY2 | RR_UP2 | RR_DOWN2 | RR_BREAK_QUANTITY3 | RR_UP3 | RR_DOWN3 | RR_BREAK_QUANTITY4 | RR_UP4 | RR_DOWN4 | RR_BREAK_QUANTITY5 | RR_UP5 | RR_DOWN5
2026-08-02 15:00 | RTD | CVIS | LEYTE | 04CLBYBNK_G01 | 2026-08-02 15:05 | 2026-08-02 15:00 | 2026-08-02 15:05 | GTEC | 21900 | 0 | 21900 | 5.5 | 21910 | 10.9 | [16 empty] | 1 | 0.2 | 2.2 | 5.5 | 1.1 | 2.2 | 10.9 | 2.2 | 2.2
2026-08-02 15:00 | RTD | CVIS | LEYTE | 04IASMOD_G01 | 2026-08-02 15:05 | 2026-08-02 15:00 | 2026-08-02 15:05 | IASCO | 31995 | 0 | 31995 | 10 | [18 empty] | 10 | 5 | 5
2026-08-02 15:00 | RTD | CVIS | LEYTE | 04IASMOD_G02 | 2026-08-02 15:05 | 2026-08-02 15:00 | 2026-08-02 15:05 | IASCO | 31997 | 0 | 31997 | 10 | [18 empty] | 10 | 5 | 5
2026-08-02 15:00 | RTD | CVIS | LEYTE | 04IASMOD_G03 | 2026-08-02 15:05 | 2026-08-02 15:00 | 2026-08-02 15:05 | IASCO | 31998 | 0 | 31998 | 15 | [18 empty] | 15 | 5 | 5
2026-08-02 15:00 | RTD | CVIS | LEYTE | 04IASMOD_G04 | 2026-08-02 15:05 | 2026-08-02 15:00 | 2026-08-02 15:05 | IASCO | 32000 | 0 | 32000 | 10 | [18 empty] | 10 | 5 | 5
2026-08-02 15:00 | RTD | CVIS | LEYTE | 04IASMOD_G05 | 2026-08-02 15:05 | 2026-08-02 15:00 | 2026-08-02 15:05 | IASCO | 31996 | 0 | 31996 | 15 | [18 empty] | 15 | 5 | 5
2026-08-02 15:00 | RTD | CVIS | LEYTE | 04IASMOD_G06 | 2026-08-02 15:05 | 2026-08-02 15:00 | 2026-08-02 15:05 | IASCO | 31999 | 0 | 31999 | 10 | [18 empty] | 10 | 5 | 5
2026-08-02 15:00 | RTD | CVIS | LEYTE | 04ORMOC_BAT | 2026-08-02 15:05 | 2026-08-02 15:00 | 2026-08-02 15:05 | UPSI | 32000 | 0 | 32000 | 40 | [18 empty] | 40 | 5004 | 5004
2026-08-02 15:00 | RTD | CVIS | LEYTE | 04TONGO_BAT | 2026-08-02 15:05 | 2026-08-02 15:00 | 2026-08-02 15:05 | EDC | -10000 | -10 | -10000 | 0 | 32000 | 10 | [16 empty] | 10 | 999 | 999
2026-08-02 15:00 | RTD | CVIS | CEBU | 05CARMENDPP_U01 | 2026-08-02 15:05 | 2026-08-02 15:00 | 2026-08-02 15:05 | TPC | 32000 | 0 | 32000 | 10 | [18 empty] | 10 | 1 | 1
2026-08-02 15:00 | RTD | CVIS | CEBU | 05CARMENDPP_U02 | 2026-08-02 15:05 | 2026-08-02 15:00 | 2026-08-02 15:05 | TPC | 32000 | 0 | 32000 | 10 | [18 empty] | 10 | 1 | 1
2026-08-02 15:00 | RTD | CVIS | CEBU | 05CARMENDPP_U03 | 2026-08-02 15:05 | 2026-08-02 15:00 | 2026-08-02 15:05 | TPC | 32000 | 0 | 32000 | 10 | [18 empty] | 10 | 1 | 1
2026-08-02 15:00 | RTD | CVIS | CEBU | 05CEDC_U01 | 2026-08-02 15:05 | 2026-08-02 15:00 | 2026-08-02 15:05 | CEBUEDC | -10000 | 0 | -10000 | 45.1 | 3060 | 78.2 | 7520 | 83.2 | [14 empty] | 45.1 | 1 | 1 | 83.2 | 1 | 1
2026-08-02 15:00 | RTD | CVIS | CEBU | 05CEDC_U03 | 2026-08-02 15:05 | 2026-08-02 15:00 | 2026-08-02 15:05 | CEBUEDC | -10000 | 0 | -10000 | 45.1 | 3060 | 83.1 | [16 empty] | 45.1 | 1 | 1 | 83.1 | 1 | 1
2026-08-02 15:00 | RTD | CVIS | CEBU | 05CPPC_U01 | 2026-08-02 15:05 | 2026-08-02 15:00 | 2026-08-02 15:05 | CPPC | 32000 | 0 | 32000 | 6.5 | [18 empty] | 4 | 0.3 | 0.7 | 6.5 | 0.4 | 1.4
2026-08-02 15:00 | RTD | CVIS | CEBU | 05CPPC_U02 | 2026-08-02 15:05 | 2026-08-02 15:00 | 2026-08-02 15:05 | CPPC | 32000 | 0 | 32000 | 6.5 | [18 empty] | 4 | 0.3 | 0.7 | 6.5 | 0.4 | 1.4
2026-08-02 15:00 | RTD | CVIS | CEBU | 05CPPC_U03 | 2026-08-02 15:05 | 2026-08-02 15:00 | 2026-08-02 15:05 | CPPC | 32000 | 0 | 32000 | 6.5 | [18 empty] | 4 | 0.3 | 0.7 | 6.5 | 0.4 | 1.4
2026-08-02 15:00 | RTD | CVIS | CEBU | 05CPPC_U04 | 2026-08-02 15:05 | 2026-08-02 15:00 | 2026-08-02 15:05 | CPPC | 32000 | 0 | 32000 | 6.5 | [18 empty] | 4 | 0.3 | 0.7 | 6.5 | 0.4 | 1.4
2026-08-02 15:00 | RTD | CVIS | CEBU | 05CPPC_U05 | 2026-08-02 15:05 | 2026-08-02 15:00 | 2026-08-02 15:05 | CPPC | 32000 | 0 | 32000 | 6.5 | [18 empty] | 4 | 0.3 | 0.7 | 6.5 | 0.4 | 1.4
2026-08-02 15:00 | RTD | CVIS | CEBU | 05CPPC_U06 | 2026-08-02 15:05 | 2026-08-02 15:00 | 2026-08-02 15:05 | CPPC | 32000 | 0 | 32000 | 6.5 | [18 empty] | 4 | 0.3 | 0.7 | 6.5 | 0.4 | 1.4
2026-08-02 15:00 | RTD | CVIS | CEBU | 05CPPC_U07 | 2026-08-02 15:05 | 2026-08-02 15:00 | 2026-08-02 15:05 | CPPC | 32000 | 0 | 32000 | 6.5 | [18 empty] | 4 | 0.3 | 0.7 | 6.5 | 0.4 | 1.4
2026-08-02 15:00 | RTD | CVIS | CEBU | 05CPPC_U08 | 2026-08-02 15:05 | 2026-08-02 15:00 | 2026-08-02 15:05 | CPPC | 32000 | 0 | 32000 | 6.3 | [18 empty] | 4 | 0.3 | 0.7 | 6.3 | 0.4 | 1.4
2026-08-02 15:00 | RTD | CVIS | CEBU | 05CPPC_U09 | 2026-08-02 15:05 | 2026-08-02 15:00 | 2026-08-02 15:05 | CPPC | 32000 | 0 | 32000 | 6.3 | [18 empty] | 4 | 0.3 | 0.7 | 6.3 | 0.4 | 1.4
2026-08-02 15:00 | RTD | CVIS | CEBU | 05CPPC_U10 | 2026-08-02 15:05 | 2026-08-02 15:00 | 2026-08-02 15:05 | CPPC | 32000 | 0 | 32000 | 6.3 | [18 empty] | 4 | 0.3 | 0.7 | 6.3 | 0.4 | 1.4
2026-08-02 15:00 | RTD | CVIS | CEBU | 05EAUC_U03 | 2026-08-02 15:05 | 2026-08-02 15:00 | 2026-08-02 15:05 | EAUC | 32000 | 0 | 32000 | 10.5 | [18 empty] | 11.5 | 0.1 | 3
2026-08-02 15:00 | RTD | CVIS | CEBU | 05EAUC_U04 | 2026-08-02 15:05 | 2026-08-02 15:00 | 2026-08-02 15:05 | EAUC | 32000 | 0 | 32000 | 11.5 | [18 empty] | 11.5 | 0.1 | 3
2026-08-02 15:00 | RTD | CVIS | CEBU | 05KSPC_G01 | 2026-08-02 15:05 | 2026-08-02 15:00 | 2026-08-02 15:05 | KSPC | -10000 | 0 | -10000 | 103 | [18 empty] | 75 | 0.4 | 0.1 | 103 | 0.4 | 0.4
2026-08-02 15:00 | RTD | CVIS | CEBU | 05KSPC_G02 | 2026-08-02 15:05 | 2026-08-02 15:00 | 2026-08-02 15:05 | KSPC | -10000 | 0 | -10000 | 103 | [18 empty] | 75 | 0.4 | 0.1 | 103 | 0.4 | 0.4
2026-08-02 15:00 | RTD | CVIS | CEBU | 05THVI_U02 | 2026-08-02 15:05 | 2026-08-02 15:00 | 2026-08-02 15:05 | TVI | -10000 | 0 | -10000 | 70 | -1 | 139 | 22000 | 169 | [14 empty] | 169 | 1.2 | 1.2
2026-08-02 15:00 | RTD | CVIS | CEBU | 05TOLEDO_BAT | 2026-08-02 15:05 | 2026-08-02 15:00 | 2026-08-02 15:05 | UPSI | 32000 | 0 | 32000 | 19.3 | [18 empty] | 20 | 2642.4 | 2642.4
2026-08-02 15:00 | RTD | CVIS | CEBU | 05TPC_G02 | 2026-08-02 15:05 | 2026-08-02 15:00 | 2026-08-02 15:05 | TPC | -10000 | 0 | -10000 | 59 | 3660 | 83.6 | [16 empty] | 45.3 | 1 | 1 | 83.6 | 1 | 1
2026-08-02 15:00 | RTD | CVIS | NEGROS | 06CENPRI_U01 | 2026-08-02 15:05 | 2026-08-02 15:00 | 2026-08-02 15:05 | CENPRI | 21600 | 0 | 21600 | 4.4 | [18 empty] | 4.4 | 0.1 | 0.2
2026-08-02 15:00 | RTD | CVIS | NEGROS | 06CENPRI_U02 | 2026-08-02 15:05 | 2026-08-02 15:00 | 2026-08-02 15:05 | CENPRI | 21600 | 0 | 21600 | 4.4 | [18 empty] | 4.4 | 0.1 | 0.2
2026-08-02 15:00 | RTD | CVIS | NEGROS | 06CENPRI_U03 | 2026-08-02 15:05 | 2026-08-02 15:00 | 2026-08-02 15:05 | CENPRI | 21600 | 0 | 21600 | 4.4 | [18 empty] | 4.4 | 0.1 | 0.2
2026-08-02 15:00 | RTD | CVIS | NEGROS | 06CENPRI_U04 | 2026-08-02 15:05 | 2026-08-02 15:00 | 2026-08-02 15:05 | CENPRI | 21600 | 0 | 21600 | 6.5 | [18 empty] | 6.5 | 0.1 | 0.4
2026-08-02 15:00 | RTD | CVIS | NEGROS | 06CENPRI_U05 | 2026-08-02 15:05 | 2026-08-02 15:00 | 2026-08-02 15:05 | CENPRI | 21600 | 0 | 21600 | 6.5 | [18 empty] | 6.5 | 0.1 | 0.4
2026-08-02 15:00 | RTD | CVIS | NEGROS | 06KABAN_BAT | 2026-08-02 15:05 | 2026-08-02 15:00 | 2026-08-02 15:05 | SPESCL | -10000 | -30 | -10000 | 0 | 32000 | 30 | [16 empty] | 30 | 150 | 150
2026-08-02 15:00 | RTD | CVIS | NEGROS | 06PAL1A_U01 | 2026-08-02 15:05 | 2026-08-02 15:00 | 2026-08-02 15:05 | GCGI | -10000 | 0 | -10000 | 22.9 | 0 | 35.2 | [16 empty] | 35.2 | 4.7 | 4.7
2026-08-02 15:00 | RTD | CVIS | NEGROS | 06PAL1A_U03 | 2026-08-02 15:05 | 2026-08-02 15:00 | 2026-08-02 15:05 | GCGI | -10000 | 0 | -10000 | 22.9 | 0 | 35.3 | [16 empty] | 35.3 | 4.9 | 4.9
2026-08-02 15:00 | RTD | CVIS | NEGROS | 06PAL2A_U01 | 2026-08-02 15:05 | 2026-08-02 15:00 | 2026-08-02 15:05 | GCGI | -10000 | 0 | -10000 | 10 | 32000 | 18.8 | [16 empty] | 18.8 | 2.9 | 2.9
2026-08-02 15:00 | RTD | CVIS | NEGROS | 06PAL2A_U02 | 2026-08-02 15:05 | 2026-08-02 15:00 | 2026-08-02 15:05 | GCGI | -10000 | 0 | -10000 | 9.2 | 0 | 18.9 | [16 empty] | 18.9 | 2.8 | 2.9
2026-08-02 15:00 | RTD | CVIS | NEGROS | 06PAL2A_U03 | 2026-08-02 15:05 | 2026-08-02 15:00 | 2026-08-02 15:05 | GCGI | -10000 | 0 | -10000 | 13.9 | 0 | 18.9 | [16 empty] | 18.9 | 2.3 | 2.1
2026-08-02 15:00 | RTD | CVIS | NEGROS | 06SONEG_BAT | 2026-08-02 15:05 | 2026-08-02 15:00 | 2026-08-02 15:05 | EDC | -10000 | -10 | -10000 | 0 | 32000 | 10 | [16 empty] | 10 | 800 | 800
2026-08-02 15:00 | RTD | CVIS | BOHOL | 07BDPP_U01 | 2026-08-02 15:05 | 2026-08-02 15:00 | 2026-08-02 15:05 | SIPC | 30980 | 0 | 30980 | 4 | [18 empty] | 4 | 0.4 | 0.4
2026-08-02 15:00 | RTD | CVIS | BOHOL | 07BDPP_U02 | 2026-08-02 15:05 | 2026-08-02 15:00 | 2026-08-02 15:05 | SIPC | 30880 | 0 | 30880 | 4 | [18 empty] | 4 | 0.4 | 0.4
2026-08-02 15:00 | RTD | CVIS | BOHOL | 07BDPP_U03 | 2026-08-02 15:05 | 2026-08-02 15:00 | 2026-08-02 15:05 | SIPC | 30780 | 0 | 30780 | 4.2 | [18 empty] | 4.2 | 0.4 | 0.4
2026-08-02 15:00 | RTD | CVIS | BOHOL | 07BDPP_U04 | 2026-08-02 15:05 | 2026-08-02 15:00 | 2026-08-02 15:05 | SIPC | 30680 | 0 | 30680 | 4 | [18 empty] | 4 | 0.4 | 0.4
2026-08-02 15:00 | RTD | CVIS | BOHOL | 07BIDPP_G01 | 2026-08-02 15:05 | 2026-08-02 15:00 | 2026-08-02 15:05 | MPC | 32000 | 0 | 32000 | 54 | [18 empty] | 54 | 0.6 | 0.6
2026-08-02 15:00 | RTD | CVIS | BOHOL | 07TPLPB4_U01 | 2026-08-02 15:05 | 2026-08-02 15:00 | 2026-08-02 15:05 | SPCPOWER | 30700 | 0 | 30700 | 7 | [18 empty] | 7 | 0.5 | 0.5
2026-08-02 15:00 | RTD | CVIS | BOHOL | 07TPLPB4_U02 | 2026-08-02 15:05 | 2026-08-02 15:00 | 2026-08-02 15:05 | SPCPOWER | 30800 | 0 | 30800 | 7 | [18 empty] | 7 | 0.5 | 0.5
2026-08-02 15:00 | RTD | CVIS | BOHOL | 07TPLPB4_U03 | 2026-08-02 15:05 | 2026-08-02 15:00 | 2026-08-02 15:05 | SPCPOWER | 30900 | 0 | 30900 | 7 | [18 empty] | 7 | 0.5 | 0.5
2026-08-02 15:00 | RTD | CVIS | BOHOL | 07TPLPB4_U04 | 2026-08-02 15:05 | 2026-08-02 15:00 | 2026-08-02 15:05 | SPCPOWER | 31000 | 0 | 31000 | 8 | [18 empty] | 8 | 0.7 | 0.6
2026-08-02 15:00 | RTD | CVIS | BOHOL | 07UBAY_BAT | 2026-08-02 15:05 | 2026-08-02 15:00 | 2026-08-02 15:05 | UPSI | 32000 | 0 | 32000 | 17.8 | [18 empty] | 20 | 2300.4 | 2300.4
2026-08-02 15:00 | RTD | CVIS | PANAY | 08NABASDPP_U01 | 2026-08-02 15:05 | 2026-08-02 15:00 | 2026-08-02 15:05 | PPC | 32000 | 0 | 32000 | 3 | [18 empty] | 3 | 0.6 | 0.6
2026-08-02 15:00 | RTD | CVIS | PANAY | 08NABASDPP_U02 | 2026-08-02 15:05 | 2026-08-02 15:00 | 2026-08-02 15:05 | PPC | 32000 | 0 | 32000 | 3.4 | [18 empty] | 3.4 | 0.6 | 0.6
2026-08-02 15:00 | RTD | CVIS | PANAY | 08PDPP1_U03 | 2026-08-02 15:05 | 2026-08-02 15:00 | 2026-08-02 15:05 | SIPC | 30998 | 0 | 30998 | 5 | [18 empty] | 3 | 0.4 | 0.4 | 5 | 0.5 | 0.7
2026-08-02 15:00 | RTD | CVIS | PANAY | 08PDPP1_U05 | 2026-08-02 15:05 | 2026-08-02 15:00 | 2026-08-02 15:05 | SIPC | 30999 | 0 | 30999 | 5 | [18 empty] | 3 | 0.3 | 0.4 | 5 | 0.5 | 1.2
2026-08-02 15:00 | RTD | CVIS | PANAY | 08PDPP3_C | 2026-08-02 15:05 | 2026-08-02 15:00 | 2026-08-02 15:05 | SIPC | 32000 | 0 | 32000 | 12 | [18 empty] | 5.3 | 0.4 | 0.4 | 12 | 1.3 | 1.3
2026-08-02 15:00 | RTD | CVIS | PANAY | 08PDPP3_E | 2026-08-02 15:05 | 2026-08-02 15:00 | 2026-08-02 15:05 | SIPC | 29979 | 0 | 29979 | 12 | [18 empty] | 5.2 | 0.4 | 0.4 | 12 | 1.1 | 1.3
2026-08-02 15:00 | RTD | CVIS | PANAY | 08PDPP3_G | 2026-08-02 15:05 | 2026-08-02 15:00 | 2026-08-02 15:05 | SIPC | 29989 | 0 | 29989 | 13 | [18 empty] | 5.3 | 0.4 | 0.4 | 13 | 1.1 | 1.5
2026-08-02 15:00 | RTD | CVIS | PANAY | 08PDPP3_H | 2026-08-02 15:05 | 2026-08-02 15:00 | 2026-08-02 15:05 | SIPC | 30089 | 0 | 30089 | 13 | [18 empty] | 5.2 | 0.4 | 0.4 | 13 | 1.1 | 1.5
2026-08-02 15:00 | RTD | CVIS | PANAY | 08PEDC_U01 | 2026-08-02 15:05 | 2026-08-02 15:00 | 2026-08-02 15:05 | PEDC | -10000 | 0 | -10000 | 42 | 3300 | 83.7 | [16 empty] | 42 | 1.5 | 1.4 | 83.7 | 1.5 | 1.4
2026-08-02 15:00 | RTD | CVIS | PANAY | 08PEDC_U02 | 2026-08-02 15:05 | 2026-08-02 15:00 | 2026-08-02 15:05 | PEDC | -10000 | 0 | -10000 | 42 | 3300 | 83.7 | [16 empty] | 42 | 1.3 | 1.5 | 83.7 | 1.3 | 1.5
2026-08-02 15:00 | RTD | CVIS | PANAY | 08PEDC_U03 | 2026-08-02 15:05 | 2026-08-02 15:00 | 2026-08-02 15:05 | PEDC | -10000 | 0 | -10000 | 70 | 2960 | 138.5 | 7440 | 150 | [14 empty] | 70 | 2.3 | 2.7 | 150 | 2.3 | 2.7
2026-08-02 15:00 | RTD | CVIS | PANAY | 08STBPB1_U01 | 2026-08-02 15:05 | 2026-08-02 15:00 | 2026-08-02 15:05 | MPBI | 14720.1 | 0 | 14720.1 | 6 | [18 empty] | 1 | 0.1 | 0.1 | 6 | 0.3 | 0.3
2026-08-02 15:00 | RTD | CVIS | PANAY | 08STBPB1_U02 | 2026-08-02 15:05 | 2026-08-02 15:00 | 2026-08-02 15:05 | MPBI | 14720.1 | 0 | 14720.1 | 6 | [18 empty] | 1 | 0.1 | 0.4 | 6 | 0.3 | 0.4
2026-08-02 15:00 | RTD | CVIS | PANAY | 08STBPB1_U03 | 2026-08-02 15:05 | 2026-08-02 15:00 | 2026-08-02 15:05 | MPBI | 14720.1 | 0 | 14720.1 | 6 | [18 empty] | 1 | 0.1 | 0.3 | 6 | 0.2 | 0.3
2026-08-02 15:00 | RTD | CVIS | PANAY | 08STBPB1_U04 | 2026-08-02 15:05 | 2026-08-02 15:00 | 2026-08-02 15:05 | MPBI | 32000 | 0 | 32000 | 6 | [18 empty] | 1 | 0.1 | 0.4 | 6 | 0.3 | 0.4